## Table B-1
Table B-1 Summary of DERM registered water bores in the Galilee Basin
Tenement | Bore Registered Number | Faclility Type | Facility Status | Original Bore Name | Zone | Easting | Northing | Natural Surface Elevation (m AHD) | Date Drilled | Max Recorded Drilled Depth (m) | Max Recorded Casing Depth (m)
529 | 65 | Artesian Bore, Controlled Flow | Abandoned and Destroyed | JABIRU BWA | 55 | 293704 | 7536916 | 236.3 | 13/3/1938 | 434.34 | 434.6
529 | 103 | Sub-artesian Facility | Abandoned and Destroyed | BANGALL CREEK | 55 | 232730 | 7503537 |  | 1886 | 90.22 | NA
529 | 308 | Artesian Bore, Controlled Flow | Existing | MUTTABURRA TOWN BORE | 55 | 247753 | 7499175 | 236.3 | 30/4/1901 | 825.1 | 825
529 | 1257 | Artesian Bore, Uncontrolled Flow | Abandoned and Destroyed |  | 55 | 302230 | 7452971 | 215.9 |  | 594.7 | 594.7
529 | 1631 | Artesian Bore, Flow Ceased | Existing | HIGHBURY | 55 | 284792 | 7480355 | 270.2 |  | 1008.28 | 1008
529 | 1632 | Sub-artesian Facility | Existing | HIGHBURY (4) | 55 | 284102 | 7488807 |  | 1/1/1914 | 612.65 | 686
529 | 1645 | Artesian Bore, Uncontrolled Flow | Abandoned and Destroyed |  | 55 | 271747 | 7479431 | 229 | 1/1/1907 | 780.3 | 780.8
529 | 1646 | Artesian Bore, Flow Ceased | Existing | NO1 BORE | 55 | 283764 | 7472380 | 250.4 | 1/1/1905 | 748.3 | 670.6
529 | 1647 | Artesian Bore, Controlled Flow | Existing | NO. 2 BORE | 55 | 284053 | 7474160 | 239.1 | 21/7/1913 | 914.7 | 914.7
529 | 1648 | Artesian Bore, Flow Ceased | Existing |  | 55 | 278136 | 7488593 | 254.9 | 1/1/1912 | 990.6 | 883.9
529 | 1649 | Artesian Bore, Flow Ceased | Existing |  | 55 | 290970 | 7480521 | 246.4 | 1/1/1911 | 665.99 | 644.9
529 | 1650 | Artesian Bore, Controlled Flow | Existing | NO. 1 | 55 | 266908 | 7474244 | 240 | 1/1/1908 | 920.5 | 568.5
529 | 1651 | Artesian Bore, Controlled Flow | Existing | NO. 2 OR EWEN BORE | 55 | 266453 | 7481592 | 247 | 26/3/1926 | 1127.76 | 1098
529 | 1652 | Artesian Bore, Uncontrolled Flow | Existing |  | 55 | 251721 | 7466174 | 230.5 | 1/1/1906 | 809.85 | 713.7
529 | 1653 | Artesian Bore, Controlled Flow | Existing |  | 55 | 283327 | 7463103 |  | 1/11/1924 | 764.44 | 764
529 | 1921 | Artesian Bore, Uncontrolled Flow | Abandoned and Destroyed | SUMMER HILL BORE | 55 | 275254 | 7452200 | 221.7 |  | 609.6 | 609.6
529 | 1922 | Artesian Bore, Uncontrolled Flow | Existing | MARCHMONT NO.1 BORE | 55 | 264564 | 7438287 | 240.82 | 31/12/1899 | 778.2 | NA
529 | 1926 | Artesian Bore, Uncontrolled Flow | Abandoned and Destroyed | RAND BORE | 55 | 256330 | 7441483 | 231.33 |  | 841.2 | 739
529 | 1927 | Artesian Bore, Controlled Flow | Existing | CAMOOLA PARK BORE | 55 | 256121 | 7448543 | 224.6 | 31/12/1899 | 762 | NA
529 | 3434 | Sub-artesian Facility | Abandoned and Destroyed | RABBIT FENCE BOARD | 55 | 244396 | 7506814 |  | 1/1/1911 | NA | NA
529 | 3453 | Artesian Bore, Uncontrolled Flow | Existing |  | 55 | 247111 | 7439821 |  | 1/1/1926 | 586.75 | 524.6
529 | 3857 | Artesian Bore, Uncontrolled Flow | Existing | VERASTON | 55 | 231644 | 7516600 |  | 11/5/1907 | 985 | 985
529 | 3858 | Artesian Bore, Flow Ceased | Existing | ENOGGERA BORE | 55 | 273208 | 7496410 | 254.9 | 5/6/1909 | 907.4 | 508.7
529 | 3859 | Artesian Bore, Flow Ceased | Existing | ACACIA BORE | 55 | 264346 | 7496263 | 251.6 | 13/6/1914 | 883.01 | 883
529 | 3860 | Artesian Bore, Uncontrolled Flow | Existing | EAST 12 MILE | 55 | 276285 | 7501227 | 244 | 1/1/1913 | 840.34 | 840.8
529 | 3861 | Artesian Bore, Uncontrolled Flow | Abandoned and Destroyed | MT CORNISH NO. 6 | 55 | 267690 | 7493846 | 232.1 | 1/1/1915 | 883.01 | 884
529 | 4008 | Artesian Bore, Controlled Flow | Existing | WEEWONDILLA BORE | 55 | 235156 | 7487266 |  | 1/1/1903 | 932.7 | 914.4
529 | 4009 | Sub-artesian Facility | Abandoned and Destroyed |  | 55 | 235013 | 7487263 |  | 31/12/1899 | 100.6 | NA
529 | 4247 | Sub-artesian Facility | Abandoned and Destroyed |  | 55 | 255231 | 7594214 | 288 | 11/11/1913 | 350.5 | 343
529 | 4301 | Artesian Bore, Uncontrolled Flow | Existing | CASTLE PLAINS BORE | 55 | 303689 | 7444091 | 236.3 |  | NA | 326
529 | 4302 | Artesian Bore, Flow Ceased | Existing | NIKKO BORE | 55 | 285705 | 7443578 | 242.1 |  | 758.34 | NA
529 | 4305 | Artesian Bore, Controlled Flow | Existing | WILLOUGHBY NO. 1 | 55 | 295033 | 7436777 | 247 | 1/1/1906 | 856.19 | 794.92
529 | 5001 | Artesian Bore, Controlled Flow | Abandoned and Destroyed | DRIFTWAY SRF JOB NO 133 | 55 | 265374 | 7505425 |  | 1/1/1919 | 599.7 | 600
529 | 5005 | Sub-artesian Facility | Existing | SRF JOB NO 194 | 55 | 278678 | 7481609 |  | 3/9/1935 | 568.15 | 568
529 | 7762 | Sub-artesian Facility | Existing | MYRA MILL | 55 | 278034 | 7533490 |  | 1/1/1918 | 60.96 | NA
529 | 10679 | Artesian Bore, Controlled Flow | Existing | HOUSE BORE | 55 | 279945 | 7521474 | 230 | 22/2/1947 | 452.3 | 452
529 | 11295 | Artesian Bore, Controlled Flow | Existing | STOCKHOLM | 55 | 266472 | 7521628 |  | 24/5/1949 | 598.32 | 598
529 | 11369 | Artesian Bore, Controlled Flow | Existing | GLENARAS BORE | 55 | 264262 | 7448519 | 245 | 1/2/1950 | 844.8 | 845
529 | 12373 | Sub-artesian Facility | Existing | CASINO BORE | 55 | 236050 | 7453268 |  | 28/7/1952 | 143 | 143
529 | 13770 | Sub-artesian Facility | Existing | CASSIDY BORE | 55 | 237209 | 7449665 |  | 8/10/1958 | 138.68 | 114.6
529 | 13771 | Sub-artesian Facility | Abandoned and Destroyed | NO NAME | 55 | 237037 | 7457903 |  | 10/6/1958 | NA | NA
529 | 13995 | Sub-artesian Facility | Abandoned and Destroyed |  | 55 | 238938 | 7468248 |  | 9/12/1955 | 198.12 | 3.7
529 | 13996 | Sub-artesian Facility | Abandoned and Destroyed |  | 55 | 242754 | 7476993 |  | 20/3/1958 | 182.88 | 59.6
529 | 13997 | Sub-artesian Facility | Abandoned and Destroyed |  | 55 | 239531 | 7476938 |  | 28/4/1956 | 182.88 | 3.7
529 | 22569 | Artesian Bore, Controlled Flow | Existing | PPC GLENARAS 1 | 55 | 261456 | 7443566 | 235.4 | 27/9/1966 | NA | NA
529 | 22595 | Artesian Bore, Controlled Flow | Abandoned and Destroyed | APC THUNDERBOLT 1 | 55 | 294355 | 7525335 | 226.3 | 25/3/1967 | NA | 309.4
529 | 22596 | Artesian Bore, Controlled Flow | Abandoned and Destroyed | AAE TOWERHILL 1 | 55 | 260063 | 7596553 | 295.2 | 19/11/1967 | 1489.25 | 311.8
529 | 22687 | Artesian Bore, Controlled Flow | Existing | LOL RAND 1 | 55 | 266935 | 7440884 | 231.8 | 27/6/1969 | NA | NA
529 | 22688 | Artesian Bore, Controlled Flow | Existing | PON MUTTABURRA 1 | 55 | 246173 | 7477500 | 211.3 | 12/12/1969 | NA | NA
529 | 51355 | Sub-artesian Facility | Existing | FOUR CORNERS | 55 | 257836 | 7524880 |  | 1/1/1980 | 44 | NA
529 | 93613 | Artesian Bore, Controlled Flow | Existing | RAND BORE | 55 | 256301 | 7441828 |  | 26/7/1999 | 841.5 | 841
529 | 100154 | Artesian Bore, Controlled Flow | Abandoned but still usable | EEA CROSSMORE 1 | 55 | 250952 | 7464713 | 218 | 18/9/1993 | 1061 | 812
529 | 100255 | Artesian Bore, Controlled Flow | Existing | EEA RODNEY CREEK 1 | 55 | 271397 | 7447588 | 214.8 | 25/8/1993 | 1166.5 | 887
529 | 100256 | Artesian Bore, Controlled Flow | Existing | EEA RODNEY CREEK 2 | 55 | 266802 | 7446186 | 215 | 29/12/1993 | 1118.5 | 841
529 | 100257 | Artesian Bore, Controlled Flow | Existing | EEA RODNEY CREEK 3 | 55 | 271167 | 7447298 |  | 11/7/1995 | 1268 | 1268
529 | 118009 | Artesian Bore, Controlled Flow | Existing | POWELLA BORE | 55 | 302721 | 7452892 |  | 25/2/2003 | 600.5 | 597
529 | 118133 | Sub-artesian Facility | Existing | ELWELL | 55 | 255584 | 7589944 |  | 24/5/2003 | 438 | 438
529 | 118304 | Artesian Bore, Controlled Flow | Existing | MT CORNISH NO 6 | 55 | 267644 | 7493898 |  | 22/8/2005 | 880 | 880
529 | 118550 | Sub-artesian Facility | Existing | NO. 1 BORE | 55 | 252143 | 7591393 |  | 26/7/2005 | 450 | 450
529 | 118976 | Artesian Bore, Controlled Flow | Existing | DRIFTWAY SRF JOB NO 133 | 55 | 260477 | 7504653 | 233 | 10/10/2007 | 619 | 619
529 | 118977 | Artesian Bore, Controlled Flow | Existing | AVIEMORE BORE | 55 | 272280 | 7478611 | 235 | 3/11/2007 | 803.8 | 804
529 | 146118 | Artesian Bore, Controlled Flow | Existing | JABIRU TRUST | 55 | 293715 | 7536986 |  | 22/11/2008 | 444.6 | 445
529 | 146120 | Sub-artesian Facility | Existing | HIGHBURY | 55 | 284869 | 7480798 |  | 24/10/2008 | 1015 | 1015
529 | 146209 | Artesian Bore, Controlled Flow | Existing | SUMMER HILL BORE | 55 | 275611 | 7448998 |  | 6/11/2009 | 642 | 642
529 | 146215 | Artesian Bore, Controlled Flow | Existing | CROSSMOOR | 55 | 251830 | 7466175 |  | 1/12/2009 | 822.5 | 822
529 | 146273 | Artesian Bore, Controlled Flow | Existing | NIKKO BORE | 55 | 284680 | 7448612 |  | 10/3/2010 | 768.3 | 768
529 | 146279 | Artesian Bore, Condition Unknown | Existing | MONITORING BORE | 55 | 267746 | 7444919 |  | 28/1/2010 | 832 | 832
529 | 146291 | Artesian Bore, Controlled Flow | Existing | NO 2 | 55 | 283417 | 7474801 |  | 17/8/2010 | 932 | 932
666 | 63 | Sub-artesian Facility | Abandoned and Destroyed | MOUNTAIN CREEK | 55 | 211473 | 7675993 |  |  | 150.87 | NA
666 | 121 | Sub-artesian Facility | Existing | PRAIRIE TOWN-JOB 464 | 55 | 251525 | 7690060 |  |  | 425.2 | NA
666 | 282 | Sub-artesian Facility | Abandoned and Destroyed | WARREAH R. SIDING | 55 | 243944 | 7695695 | 433.1 |  | 150.57 | NA
666 | 283 | Sub-artesian Facility | Abandoned and Destroyed |  | 55 | 294305 | 7702510 |  | 1/1/1915 | 137 | NA
666 | 364 | Sub-artesian Facility | Abandoned and Destroyed | POWER HOUSE NO 1 | 55 | 207305 | 7691156 | 333.45 |  | 935.44 | NA
666 | 365 | Sub-artesian Facility | Existing | SMALL POWER HOUSE 2 | 55 | 207849 | 7691726 | 580.7 | 1/1/1902 | 183.19 | 175.9
666 | 366 | Sub-artesian Facility | Abandoned and Destroyed | POWER HOUSE NO 3 | 55 | 207305 | 7691156 |  | 1/1/1927 | 213.36 | NA
666 | 367 | Sub-artesian Facility | Existing | BIG POWER HOUSE NO.4 | 55 | 207861 | 7691740 |  | 1/1/1928 | 213.36 | 194
666 | 1040 | Artesian Bore, Flow Ceased | Abandoned and Destroyed | HORSE CREEK BORE | 55 | 189476 | 7677444 | 278.9 |  | 370.03 | 207.6
666 | 1043 | Artesian Bore, Flow Ceased | Existing | MILL PADDOCK BORE | 55 | 192400 | 7683501 | 298.5 |  | 395.02 | 335.3
666 | 1048 | Artesian Bore, Controlled Flow | Abandoned and Destroyed | WOOLSHED BORE | 55 | 189496 | 7676366 | 278.1 | 1/1/1913 | 416.36 | 307.5
666 | 1055 | Sub-artesian Facility | Abandoned and Destroyed | ALBA WOOLSCOUR NO 1 | 55 | 191784 | 7669944 |  | 31/12/1899 | 274.3 | 236.5
666 | 1056 | Sub-artesian Facility | Abandoned and Destroyed | ALBA NO. 2 BORE | 55 | 191784 | 7669944 | 283.5 | 1/5/1914 | 303.6 | 236.5
666 | 1836 | Artesian Bore, Controlled Flow | Existing | CAITHNESS BORE | 55 | 201258 | 7673395 | 297 | 1/6/1901 | 702.56 | 588
666 | 1837 | Artesian Bore, Flow Ceased | Existing | SOUTH REAY BORE | 55 | 205787 | 7667387 | 296.87 | 1/12/1901 | 713.2 | 24
666 | 1840 | Sub-artesian Facility | Existing | BIG WATTEN BORE | 55 | 195693 | 7677404 | 765.5 | 30/9/1910 | 304.8 | 265
666 | 1841 | Sub-artesian Facility | Existing | REAY BORE | 55 | 210002 | 7668881 | 766.4 | 23/8/1917 | 324 | 268.5
666 | 2791 | Sub-artesian Facility | Existing | PENRICE NO.1 BORE | 55 | 264877 | 7690218 |  | 31/12/1899 | 152.1 | NA
666 | 2792 | Sub-artesian Facility | Existing | BOTTOM MILL BORE | 55 | 264848 | 7687732 |  | 31/12/1899 | 152.4 | NA
666 | 2793 | Sub-artesian Facility | Existing | PENRICE NO.3 BORE | 55 | 268183 | 7691649 |  | 31/12/1899 | 130.45 | 123.8
666 | 2794 | Sub-artesian Facility | Abandoned and Destroyed |  | 55 | 258709 | 7696899 |  |  | NA | NA
666 | 2795 | Sub-artesian Facility | Existing | NEW HOUSE BORE | 55 | 250644 | 7694473 |  | 23/8/1969 | 109.72 | 180
666 | 2796 | Sub-artesian Facility | Existing | HOUSE BORE | 55 | 259009 | 7696134 | 443.7 | 1/1/1901 | 237.7 | NA
666 | 2797 | Sub-artesian Facility | Abandoned and Destroyed | NO NAME | 55 | 275035 | 7698203 |  | 31/12/1899 | NA | NA
666 | 2798 | Sub-artesian Facility | Existing | NO. 1 BORE | 55 | 241507 | 7701781 |  | 27/4/1914 | 136.85 | NA
666 | 2799 | Sub-artesian Facility | Abandoned and Destroyed |  | 55 | 272964 | 7690945 |  |  | NA | NA
666 | 2800 | Sub-artesian Facility | Existing | NO. 2 BORE | 55 | 274525 | 7693120 | 428.5 | 1/1/1911 | 84.73 | 60.9
666 | 2801 | Sub-artesian Facility | Abandoned and Destroyed | WOODBINE NO. 1 BORE | 55 | 262756 | 7682802 | 417.2 | 31/12/1899 | 146.3 | 70.1
666 | 2802 | Sub-artesian Facility | Abandoned and Destroyed | WOODBINE NO.2 BORE | 55 | 262661 | 7679418 |  | 1/1/1901 | 182.8 | NA
666 | 2803 | Sub-artesian Facility | Existing | WOODBINE NO.3 BORE | 55 | 252172 | 7681049 |  | 1/1/1902 | 182.8 | NA
666 | 2804 | Sub-artesian Facility | Existing | HOUSE BORE | 55 | 253961 | 7677444 |  | 31/12/1899 | 15.2 | NA
666 | 2805 | Sub-artesian Facility | Existing | ASHBROOK BORE | 55 | 256908 | 7686971 | 423.3 | 31/12/1899 | 243.84 | NA
666 | 2993 | Sub-artesian Facility | Abandoned and Destroyed |  | 55 | 222810 | 7698191 |  |  | NA | NA
666 | 2995 | Sub-artesian Facility | Abandoned and Destroyed | MOUNTAIN VIEW BORE | 55 | 221605 | 7701094 |  | 1/1/1916 | NA | NA
666 | 2996 | Sub-artesian Facility | Abandoned and Destroyed |  | 55 | 240402 | 7689025 |  |  | NA | NA
666 | 2997 | Artesian Bore, Flow Ceased | Existing | HOUSE BORE | 55 | 190272 | 7695242 | 300.8 |  | 381 | NA
666 | 3001 | Sub-artesian Facility | Abandoned and Destroyed | CANTERBURY BORE | 55 | 202632 | 7703046 |  | 1/9/1911 | 123.14 | 121.9
666 | 3003 | Sub-artesian Facility | Existing | MILL ON FLAT | 55 | 198441 | 7685304 |  | 24/9/1969 | 393.81 | 301.9
666 | 3004 | Sub-artesian Facility | Existing | BALLINDALLOCH BORE | 55 | 201826 | 7690136 |  | 1/1/1910 | 195 | NA
666 | 3005 | Sub-artesian Facility | Existing | MT DEVLIN NO.1 BORE | 55 | 217234 | 7677169 |  | 1/1/1908 | 295.6 | NA
666 | 3006 | Sub-artesian Facility | Existing | DELVIN NO.2 BORE | 55 | 212306 | 7686318 |  | 1/1/1911 | 200 | NA
666 | 3007 | Sub-artesian Facility | Existing | ETNA BORE | 55 | 205789 | 7678664 |  | 31/12/1899 | 236.22 | NA
666 | 3008 | Sub-artesian Facility | Abandoned and Destroyed | COTTAGE BORE | 55 | 221824 | 7687864 |  | 1/1/1912 | 183 | NA
666 | 3009 | Sub-artesian Facility | Existing | BECKFORD CREEK | 55 | 225445 | 7696357 | 348.6 | 1/1/1912 | 101.8 | NA
666 | 3010 | Sub-artesian Facility | Existing | OLD HOMESTEAD BORE | 55 | 221920 | 7689066 | 362.3 | 1/1/1912 | 193.9 | NA
666 | 3011 | Sub-artesian Facility | Existing | BIG TOP BORE | 55 | 222761 | 7683725 |  | 1/1/1919 | 284.7 | NA
666 | 3012 | Sub-artesian Facility | Existing | MT WALKER BORE | 55 | 205010 | 7681882 |  | 1/1/1916 | 252.68 | NA
666 | 3302 | Sub-artesian Facility | Existing | WERREAH BORE | 55 | 274369 | 7682925 |  |  | 356.62 | NA
666 | 3303 | Sub-artesian Facility | Existing | HOUSE BORE | 55 | 277874 | 7685459 |  | 1/1/1914 | 133.5 | NA
666 | 3304 | Sub-artesian Facility | Abandoned and Destroyed | SKELETON CREEK BORE | 55 | 244388 | 7672467 | 394.6 |  | 274.3 | NA
666 | 3305 | Sub-artesian Facility | Existing | WHITEWOOD BORE | 55 | 254421 | 7673133 | 402.2 | 1/1/1914 | 274.3 | NA
666 | 3306 | Sub-artesian Facility | Existing | HOUSE BORE | 55 | 249861 | 7674651 | 404.1 | 1/7/1914 | 235.91 | 198.1
666 | 3307 | Sub-artesian Facility | Abandoned and Destroyed |  | 55 | 277833 | 7673166 | 383.6 |  | 249.94 | NA
666 | 3308 | Sub-artesian Facility | Abandoned and Destroyed | NO NAME BORE | 55 | 277833 | 7673166 | 383.6 | 31/12/1899 | 188.98 | NA
666 | 3309 | Sub-artesian Facility | Existing | HOUSE BORE | 55 | 272398 | 7663063 | 375.7 | 1/1/1910 | 175.3 | 175
666 | 3310 | Sub-artesian Facility | Existing | SHED BORE | 55 | 266981 | 7672223 |  | 1/1/1911 | 188.98 | 189
666 | 3311 | Sub-artesian Facility | Abandoned and Destroyed | MORTIMER BORE | 55 | 280524 | 7676741 |  | 1/1/1911 | 193.1 | NA
666 | 3312 | Sub-artesian Facility | Existing | MITCHELLS BORE | 55 | 272441 | 7670414 |  | 1/1/1914 | 152.4 | 146.4
666 | 3313 | Sub-artesian Facility | Existing | BACK BORE | 55 | 271012 | 7685688 | 416.6 | 1/1/1913 | 140.82 | 128.1
666 | 3314 | Sub-artesian Facility | Existing | HOUSE BORE | 55 | 270782 | 7681378 | 411.4 | 1/1/1913 | 131.67 | 116.5
666 | 3322 | Sub-artesian Facility | Existing | HOUSE BORE | 55 | 285928 | 7670091 | 382.1 | 1/6/1912 | 133.8 | 96.6
666 | 3323 | Sub-artesian Facility | Existing | WOGADOONA HOUSE BORE | 55 | 285082 | 7662220 |  | 31/12/1899 | 115.8 | NA
666 | 4171 | Sub-artesian Facility | Existing | FOUR MILE BORE | 55 | 223103 | 7673699 |  |  | 1127.77 | NA
666 | 4173 | Sub-artesian Facility | Existing | ONE MILE BORE | 55 | 227397 | 7674835 |  | 1/1/1907 | 237.7 | NA
666 | 4178 | Sub-artesian Facility | Existing | STUD PADDOCK BORE | 55 | 229179 | 7674822 |  | 1/1/1918 | 246.8 | NA
666 | 4179 | Sub-artesian Facility | Abandoned and Destroyed |  | 55 | 245293 | 7685008 |  |  | NA | NA
666 | 4180 | Sub-artesian Facility | Existing | HOMESTEAD BORE | 55 | 246032 | 7683942 |  |  | 210.3 | NA
666 | 4181 | Sub-artesian Facility | Existing | NO.2 BORE | 55 | 242196 | 7681940 |  | 1/6/1914 | 192.02 | NA
666 | 4182 | Sub-artesian Facility | Abandoned and Destroyed |  | 55 | 236879 | 7679492 |  |  | NA | NA
666 | 4183 | Sub-artesian Facility | Existing | IONA BORE | 55 | 228615 | 7679329 |  | 1/4/1910 | 188.98 | NA
666 | 5045 | Sub-artesian Facility | Existing | WATTEN BORE SRF | 55 | 192783 | 7671707 |  | 2/5/1936 | 252.99 | 253
666 | 5145 | Sub-artesian Facility | Existing | JARDINE VALLEY SRF | 55 | 227364 | 7690449 |  | 16/9/1937 | 188.36 | 179
666 | 5404 | Sub-artesian Facility | Existing | NO. 1 BORE | 55 | 198997 | 7693009 |  | 1/1/1928 | 185.9 | 181
666 | 5510 | Sub-artesian Facility | Existing | HOUSE BORE | 55 | 212365 | 7682934 |  | 1/1/1933 | 241.1 | NA
666 | 5511 | Sub-artesian Facility | Existing | THELMAS BORE | 55 | 271145 | 7697073 |  | 1/1/1913 | 85.3 | NA
666 | 5580 | Sub-artesian Facility | Abandoned and Destroyed | NO. 1 BORE | 55 | 265901 | 7699770 |  | 1/1/1924 | 182.88 | NA
666 | 5581 | Sub-artesian Facility | Abandoned and Destroyed | EURANGA BORE | 55 | 272277 | 7698934 |  | 1/1/1924 | 152.4 | NA
666 | 5607 | Sub-artesian Facility | Existing | DESERT BORE | 55 | 290725 | 7665105 |  | 1/1/1925 | 140.8 | NA
666 | 5662 | Sub-artesian Facility | Existing | OLD DALREAH BORE | 55 | 244065 | 7699143 |  | 31/12/1899 | 192.02 | NA
666 | 5888 | Sub-artesian Facility | Existing | NO. 2 BORE | 55 | 242583 | 7699552 |  | 31/12/1899 | NA | NA
666 | 6131 | Sub-artesian Facility | Existing | HOUSE BORE | 55 | 235460 | 7703472 |  | 21/6/1969 | 48.77 | 49
666 | 6263 | Sub-artesian Facility | Existing | HOGGS BORE | 55 | 272171 | 7675349 |  | 1/1/1937 | 133.2 | NA
666 | 6321 | Sub-artesian Facility | Existing | RAILWAY BORE | 55 | 195803 | 7693454 | 200 | 1/1/1923 | 295.66 | 272
666 | 6393 | Sub-artesian Facility | Abandoned but still usable | MT AGNES BORE | 55 | 240073 | 7695328 |  |  | 152.4 | NA
666 | 6847 | Sub-artesian Facility | Existing | RIVER WELL | 55 | 225158 | 7692659 |  | 1/1/1922 | 9.1 | NA
666 | 7938 | Sub-artesian Facility | Existing | 6 MILE BORE | 55 | 217329 | 7697176 |  | 1/1/1929 | 185.93 | NA
666 | 7951 | Sub-artesian Facility | Abandoned and Destroyed | 9 MILE BORE | 55 | 217676 | 7672214 |  |  | 221 | NA
666 | 7999 | Sub-artesian Facility | Existing | FAR END BORE | 55 | 195977 | 7677718 |  | 24/9/1969 | 245.97 | 185.9
666 | 8000 | Sub-artesian Facility | Existing | MILL ON THE HILL | 55 | 197176 | 7683280 |  | 1/1/1917 | 239.57 | NA
666 | 8040 | Sub-artesian Facility | Existing | SALTY BORE | 55 | 281852 | 7670169 |  | 8/9/1940 | 199.03 | 196
666 | 9035 | Sub-artesian Facility | Abandoned and Destroyed |  | 55 | 250308 | 7689853 |  | 22/6/1935 | 193.5 | 194
666 | 9284 | Sub-artesian Facility | Abandoned and Destroyed | NO NAME | 55 | 208831 | 7691583 |  | 1/1/1923 | NA | 204
666 | 9439 | Sub-artesian Facility | Abandoned and Destroyed | BARE BORE | 55 | 241753 | 7689569 |  | 1/1/1942 | 179.83 | 167.6
666 | 11221 | Sub-artesian Facility | Abandoned but still usable | NO NAME | 55 | 208828 | 7691737 |  | 1/1/1949 | 184.4 | 214
666 | 11222 | Sub-artesian Facility | Abandoned and Destroyed |  | 55 | 220752 | 7700157 |  | 1/1/1948 | 76.2 | NA
666 | 11243 | Sub-artesian Facility | Existing | NOCOLECHE BORE | 55 | 206505 | 7687295 |  | 1/1/1914 | 213.3 | NA
666 | 11256 | Sub-artesian Facility | Abandoned and Destroyed | TOP DAM BORE | 55 | 212839 | 7674484 |  | 12/2/1949 | 258.17 | 245.9
666 | 11429 | Sub-artesian Facility | Existing | HOMESTEAD BORE | 55 | 198687 | 7671039 |  | 5/11/1949 | 274.62 | 204.2
666 | 11534 | Sub-artesian Facility | Existing | PRAIRAIL - JOB 1615 | 55 | 250370 | 7690171 |  | 1/9/1950 | 247.5 | 226
666 | 11742 | Sub-artesian Facility | Existing | FLINDBEND SRF | 55 | 212302 | 7676500 |  | 8/7/1951 | 276.45 | 277
666 | 11809 | Sub-artesian Facility | Existing | ELLINGTON PARK | 55 | 235156 | 7686081 |  | 30/9/1951 | 161.24 | 161
666 | 11884 | Sub-artesian Facility | Existing | GLEN ALICE BORE | 55 | 229093 | 7699801 |  | 14/12/1951 | 103.63 | 104
666 | 13408 | Sub-artesian Facility | Existing | NO.3 BORE | 55 | 263775 | 7696663 |  | 13/9/1957 | 106.68 | 107
666 | 13813 | Sub-artesian Facility | Existing | BOND LANE NO.6 BORE | 55 | 209119 | 7692633 |  | 24/1/1959 | 237.74 | 152
666 | 13876 | Sub-artesian Facility | Existing | STANSFIELD STREET 5 | 55 | 208079 | 7692734 |  | 18/4/1959 | 226.47 | 226
666 | 13904 | Sub-artesian Facility | Existing | NINE MILE BORE | 55 | 218521 | 7671541 |  | 8/8/1959 | 274.32 | 275
666 | 14068 | Sub-artesian Facility | Existing | WHISTLING BORE | 55 | 291127 | 7695181 |  | 31/10/1959 | 662 | 24.4
666 | 14981 | Sub-artesian Facility | Existing | HOMESTEAD BORE | 55 | 244133 | 7698437 |  | 13/12/1961 | 177.39 | 177
666 | 15897 | Sub-artesian Facility | Existing | MONAVALE 5 BORE | 55 | 235980 | 7688863 |  | 1/1/1912 | 182.88 | NA
666 | 16374 | Sub-artesian Facility | Abandoned and Destroyed | ROYS TANK | 55 | 233881 | 7702678 |  | 14/7/1965 | 132.89 | 133
666 | 16398 | Sub-artesian Facility | Existing | ALYSS STREET NO.7 | 55 | 207169 | 7692833 |  | 27/11/1965 | 243.84 | 244
666 | 16815 | Sub-artesian Facility | Existing | BODE BORE | 55 | 219424 | 7666687 |  | 1/6/1966 | 306.02 | 306
666 | 17215 | Sub-artesian Facility | Existing | NEW HOMESTEAD BORE | 55 | 225374 | 7700725 |  | 26/3/1967 | 700 | 195.2
666 | 17616 | Sub-artesian Facility | Existing | HARRYS BORE | 55 | 281955 | 7660357 |  | 1/6/1955 | 240.8 | 212.1
666 | 26537 | Sub-artesian Facility | Existing |  | 55 | 209613 | 7691504 |  | 1/1/1967 | NA | 10
666 | 33541 | Sub-artesian Facility | Existing | DALRAER NEW 2 BORE | 55 | 246778 | 7701492 |  | 1/1/1949 | 121.9 | NA
666 | 51069 | Sub-artesian Facility | Existing | MT BECKFORD BORE | 55 | 222526 | 7697878 |  | 26/9/1975 | 138.99 | 139
666 | 51103 | Sub-artesian Facility | Existing | MT CASTOR BORE | 55 | 219814 | 7678444 |  | 6/4/1976 | 312 | 260.5
666 | 51191 | Sub-artesian Facility | Existing |  | 55 | 211065 | 7691221 |  | 29/1/1978 | 20.73 | 21
666 | 51432 | Sub-artesian Facility | Existing |  | 55 | 214427 | 7692225 | 327.7 | 12/1/1970 | 16.2 | 16
666 | 51514 | Sub-artesian Facility | Existing |  | 55 | 220175 | 7691376 |  |  | 12.2 | NA
666 | 51515 | Sub-artesian Facility | Existing |  | 55 | 216418 | 7691159 |  |  | 10.7 | NA
666 | 51516 | Sub-artesian Facility | Existing |  | 55 | 211483 | 7692152 |  |  | 9.1 | NA
666 | 51517 | Sub-artesian Facility | Existing |  | 55 | 212230 | 7690780 |  | 10/6/1977 | 16.5 | 11.5
666 | 51518 | Sub-artesian Facility | Existing |  | 55 | 215235 | 7692678 |  |  | 13.4 | NA
666 | 51582 | Sub-artesian Facility | Existing | BORONTA | 55 | 239050 | 7695989 |  | 29/11/1981 | 158.49 | 158
666 | 51617 | Sub-artesian Facility | Abandoned and Destroyed | DRY BORE | 55 | 201735 | 7695213 |  | 28/5/1985 | 30 | NA
666 | 51702 | Sub-artesian Facility | Existing | EXCHANGE HOTEL-TORRENS CK | 55 | 293353 | 7702283 |  | 8/2/1983 | 348.4 | 115.8
666 | 51794 | Sub-artesian Facility | Abandoned and Destroyed | YACKANDANDAH WELL | 55 | 209161 | 7692573 |  | 1/9/1984 | 12.5 | 12.5
666 | 51834 | Sub-artesian Facility | Existing | TOP DAM NEW BORE | 55 | 212839 | 7674484 |  | 29/8/1983 | 260 | 250
666 | 51840 | Sub-artesian Facility | Existing | NO 8 BORE | 55 | 209188 | 7693087 |  | 14/12/1983 | 231.6 | 231.6
666 | 51985 | Sub-artesian Facility | Existing |  | 55 | 298294 | 7700344 |  | 25/6/1984 | 235 | 183
666 | 69013 | Sub-artesian Facility | Existing |  | 55 | 221856 | 7687802 |  | 29/10/1984 | 198 | 198
666 | 69050 | Sub-artesian Facility | Existing | HOUSE ELECTRIC | 55 | 234901 | 7702232 |  | 2/5/1985 | 117.6 | 118
666 | 69063 | Sub-artesian Facility | Existing | SPEAR SYSTEM | 55 | 296861 | 7699250 |  | 1/4/1986 | 7.31 | 7
666 | 69066 | Sub-artesian Facility | Existing |  | 55 | 209305 | 7692576 |  | 1/9/1984 | NA | 12.5
666 | 69103 | Sub-artesian Facility | Abandoned and Destroyed | BORE ABANDONED | 55 | 208349 | 7697638 |  | 1/1/1987 | NA | NA
666 | 69114 | Sub-artesian Facility | Existing |  | 55 | 236538 | 7690103 |  | 20/6/1985 | 146.3 | 146
666 | 69126 | Sub-artesian Facility | Existing |  | 55 | 286901 | 7686360 |  | 1/5/1985 | 161.8 | 155
666 | 69134 | Sub-artesian Facility | Existing | HOUSE BORE | 55 | 250874 | 7698477 |  | 4/1/1990 | 117.65 | 32.6
666 | 69136 | Sub-artesian Facility | Existing |  | 55 | 251351 | 7695665 |  |  | 213.4 | NA
666 | 69137 | Sub-artesian Facility | Existing | HOUSE BORE | 55 | 235422 | 7687450 |  | 25/6/1985 | 179.8 | 180
666 | 69138 | Sub-artesian Facility | Existing | SPEAR | 55 | 234277 | 7695914 |  |  | NA | NA
666 | 69139 | Sub-artesian Facility | Existing |  | 55 | 209999 | 7694281 |  | 20/10/1984 | 22.8 | 23
666 | 69173 | Sub-artesian Facility | Existing |  | 55 | 203471 | 7695244 |  |  | NA | NA
666 | 69258 | Sub-artesian Facility | Existing |  | 55 | 296559 | 7700323 |  | 23/3/1986 | 7 | 7
666 | 69374 | Sub-artesian Facility | Abandoned and Destroyed |  | 55 | 297173 | 7697408 |  | 20/6/1989 | NA | 152
666 | 69392 | Sub-artesian Facility | Abandoned and Destroyed |  | 55 | 249908 | 7675222 |  | 9/8/1986 | 45.72 | NA
666 | 69414 | Sub-artesian Facility | Existing |  | 55 | 249861 | 7674651 |  | 3/2/1987 | 236 | 236
666 | 69483 | Sub-artesian Facility | Existing |  | 55 | 271923 | 7693084 |  | 10/10/1988 | 152.4 | 152
666 | 69505 | Sub-artesian Facility | Existing |  | 55 | 220752 | 7700157 |  | 17/10/1988 | 120 | 93
666 | 69548 | Sub-artesian Facility | Existing |  | 55 | 207395 | 7691875 |  | 14/12/1988 | 182.9 | 183
666 | 69594 | Sub-artesian Facility | Existing |  | 55 | 209613 | 7691504 |  |  | NA | NA
666 | 69608 | Sub-artesian Facility | Existing |  | 55 | 213076 | 7698766 |  | 12/11/1988 | 150 | 97
666 | 69630 | Sub-artesian Facility | Existing | IRRIGATION BORE | 55 | 209610 | 7694310 |  | 1/1/1990 | 20 | 20
666 | 69634 | Sub-artesian Facility | Existing | CARTERS BORE | 55 | 206032 | 7697751 |  | 11/9/1990 | 20.12 | 20
666 | 69694 | Sub-artesian Facility | Existing | SCOTTS BORE | 55 | 198677 | 7699529 |  | 10/6/1991 | 21.5 | 22
666 | 69706 | Sub-artesian Facility | Existing | MAIN ROADS BORE | 55 | 188675 | 7689739 |  | 7/10/1991 | 430 | 430
666 | 69742 | Sub-artesian Facility | Existing | BORE NO.9 | 55 | 208136 | 7690813 |  | 14/5/1992 | 250 | 250
666 | 69756 | Sub-artesian Facility | Existing |  | 55 | 208686 | 7694935 |  | 20/2/1990 | 19.8 | 20
666 | 69772 | Sub-artesian Facility | Existing | TORRENS CREEK NO 2. | 55 | 293795 | 7702785 |  | 10/12/1992 | 346 | 346
666 | 69777 | Sub-artesian Facility | Existing | YARD BORE | 55 | 254037 | 7677659 |  | 10/2/1993 | 226.5 | 226
666 | 69800 | Sub-artesian Facility | Existing | JARDINE CREEK BORE | 55 | 232189 | 7691652 |  | 18/4/1992 | 121 | 121
666 | 69801 | Sub-artesian Facility | Existing | FAR BORE | 55 | 225586 | 7699808 |  | 30/4/1992 | 111 | 111
666 | 69914 | Sub-artesian Facility | Existing | GLENTOR HOUSE BORE | 55 | 234852 | 7702493 |  | 22/6/1994 | 79.6 | 61.3
666 | 69919 | Sub-artesian Facility | Existing | HOUSE BORE | 55 | 220348 | 7700091 |  | 1/12/1993 | 128.02 | 116
666 | 93090 | Sub-artesian Facility | Proposed | WHITE BORE | 55 | 297173 | 7697408 |  |  | NA | NA
666 | 93139 | Sub-artesian Facility | Existing | HOMESTEAD BORE | 55 | 266982 | 7672328 |  | 16/3/1996 | 191.41 | NA
666 | 93205 | Sub-artesian Facility | Existing |  | 55 | 285065 | 7664115 |  | 7/7/1998 | 640 | 640
666 | 93374 | Sub-artesian Facility | Existing |  | 55 | 253107 | 7692770 |  | 7/7/1998 | 500 | 500
666 | 93440 | Sub-artesian Facility | Proposed |  | 55 | 225201 | 7693614 |  |  | NA | NA
666 | 93441 | Sub-artesian Facility | Proposed |  | 55 | 250526 | 7690284 |  |  | NA | NA
666 | 93467 | Artesian Bore, Controlled Flow | Existing | WOOLSHED BORE | 55 | 189545 | 7677041 |  | 9/6/1998 | 416 | 416
666 | 93507 | Sub-artesian Facility | Existing | BECKFORD CREEK BORE | 55 | 225757 | 7696864 |  | 8/8/1989 | 90 | 90
666 | 93549 | Sub-artesian Facility | Existing | 10 MILE SPEAR | 55 | 227865 | 7691846 |  | 1/1/1962 | NA | NA
666 | 93600 | Sub-artesian Facility | Existing | HOUSE BORE | 55 | 207371 | 7695312 |  | 25/11/2000 | 228 | 228
666 | 93765 | Sub-artesian Facility | Existing |  | 55 | 259491 | 7701377 |  | 19/6/2001 | 110 | 110
666 | 93792 | Sub-artesian Facility | Existing | PENRICE HOUSE BORE | 55 | 264877 | 7690218 |  | 30/12/2001 | 163.63 | 125
666 | 93798 | Sub-artesian Facility | Proposed | NURSERY BORE | 55 | 208617 | 7693484 |  |  | NA | NA
666 | 93834 | Sub-artesian Facility | Existing | WOODBINE NO 2 REPLACEMENT | 55 | 262630 | 7679448 |  | 18/6/2002 | 216 | 216
666 | 93836 | Sub-artesian Facility | Existing | HOUSE BORE | 55 | 265840 | 7700008 |  | 1/1/1991 | 191 | 191
666 | 93887 | Sub-artesian Facility | Existing | BETTYS BORE | 55 | 251284 | 7688466 | 438 | 12/8/2002 | 211 | 203
666 | 93913 | Sub-artesian Facility | Existing | SUSSEX PARK STOCK NO 1 | 55 | 199460 | 7696603 |  | 14/8/2002 | 9 | 9
666 | 93917 | Sub-artesian Facility | Existing | NEW BORE | 55 | 209190 | 7694013 |  | 24/10/2002 | 12 | 12
666 | 93925 | Sub-artesian Facility | Existing | NO 3 REPLACEMENT | 55 | 258226 | 7703064 |  | 20/8/2004 | 115.5 | 116
666 | 118067 | Sub-artesian Facility | Existing | NEW BORE | 55 | 209472 | 7694182 |  | 24/10/2002 | 16.4 | 16
666 | 118099 | Sub-artesian Facility | Existing |  | 55 | 244259 | 7694505 |  | 20/9/2003 | 151.5 | 151
666 | 118101 | Sub-artesian Facility | Existing | BROOKFIELD (GORMAN'S)BORE | 55 | 206813 | 7698298 |  | 28/10/2002 | 16.6 | 17
666 | 118119 | Sub-artesian Facility | Existing | NEW BORE | 55 | 208062 | 7697922 |  | 2/11/2002 | 16.8 | 17
666 | 118256 | Sub-artesian Facility | Existing | TORRENS CREEK BORE | 55 | 294960 | 7703941 |  | 13/10/2002 | 4.2 | 4
666 | 118657 | Sub-artesian Facility | Existing | NO 4 BORE | 55 | 270567 | 7694552 |  | 17/12/2005 | 174 | 174
666 | 118664 | Surface Water Facility | Existing | TOP RIVER BORE | 55 | 234746 | 7698493 |  | 11/12/2005 | 15 | 15
666 | 118817 | Sub-artesian Facility | Existing | LANDS PADDOCK BORE | 55 | 211435 | 7693805 |  | 23/11/2006 | 22 | 22
666 | 118859 | Sub-artesian Facility | Existing | HOUSE BORE | 55 | 210094 | 7694367 |  | 20/11/2006 | 16.5 | 16
666 | 118936 | Sub-artesian Facility | Existing | WATTLEVALE BORE | 55 | 276754 | 7699371 |  | 18/6/2007 | 169 | 164
666 | 118979 | Sub-artesian Facility | Existing | NO 1 BORE | 55 | 216901 | 7675820 |  | 20/11/2007 | 312 | 312
666 | 118996 | Sub-artesian Facility | Existing | FOUR MILE BORE | 55 | 223244 | 7673688 |  | 20/2/2008 | 300 | 300
666 | 146026 | Sub-artesian Facility | Existing | GALAH CREEK BORE | 55 | 205376 | 7700368 |  | 21/4/2008 | 142.4 | 142
666 | 146124 | Sub-artesian Facility | Existing | HOUSE BORE | 55 | 209522 | 7693899 |  | 17/12/2008 | 11.4 | 11
666 | 146150 | Sub-artesian Facility | Existing | CENTRAL BORE | 55 | 289360 | 7673671 |  | 18/4/2009 | 186 | 180
666 | 146158 | Sub-artesian Facility | Existing | WHITEWOOD BORE | 55 | 254812 | 7672786 |  | 17/5/2009 | 244 | 222
666 | 146208 | Sub-artesian Facility | Existing |  | 55 | 208603 | 7693757 |  | 1/1/2002 | 9.4 | 9
666 | 146282 | Sub-artesian Facility | Existing | ONE MILE BORE | 55 | 227558 | 7674968 |  | 21/5/2010 | 306 | 306
666 | 91500001 | Sub-artesian Facility | Abandoned and Destroyed | MV1 | 55 | 221685 | 7700451 | 328.87 | 16/4/1967 | 15.24 | NA
666 | 91500002 | Sub-artesian Facility | Abandoned and Destroyed | MV2 | 55 | 221130 | 7701033 | 329.2 | 16/4/1967 | 19.81 | NA
666 | 91500003 | Sub-artesian Facility | Abandoned and Destroyed | MV3 | 55 | 220885 | 7701542 | 328.78 | 16/4/1967 | 24.38 | NA
666 | 91500004 | Sub-artesian Facility | Abandoned and Destroyed | MV4 | 55 | 220764 | 7702344 | 329.1 | 16/4/1967 | 24.38 | NA
666 | 91500005 | Sub-artesian Facility | Abandoned and Destroyed | MV5 | 55 | 220569 | 7703056 | 331.3 | 16/4/1967 | 24.38 | NA
666 | 91500006 | Sub-artesian Facility | Abandoned and Destroyed | G4 | 55 | 233199 | 7695498 | 365.88 | 15/4/1967 | 10.66 | NA
666 | 91500007 | Sub-artesian Facility | Abandoned and Destroyed | G1 | 55 | 232970 | 7695738 | 366.08 | 15/4/1967 | 15.24 | NA
666 | 91500008 | Sub-artesian Facility | Abandoned and Destroyed | G2 | 55 | 232586 | 7696237 | 365.53 | 15/4/1967 | 6.09 | NA
666 | 91500009 | Sub-artesian Facility | Abandoned and Destroyed | G3 | 55 | 232066 | 7696355 | 366.32 | 15/4/1967 | 24.38 | NA
666 | 91500010 | Sub-artesian Facility | Abandoned and Destroyed | MTB4 | 55 | 223079 | 7692076 | 342.06 | 16/4/1967 | 19.81 | NA
666 | 91500011 | Sub-artesian Facility | Abandoned but still usable | MTB3 | 55 | 223049 | 7692646 | 342.7 | 14/4/1967 | 28.04 | 21.34
666 | 91500012 | Sub-artesian Facility | Abandoned and Destroyed | MTB5 | 55 | 223038 | 7692612 | 342.7 | 9/12/1969 | 30.48 | NA
666 | 91500013 | Sub-artesian Facility | Abandoned but still usable | MTB2 | 55 | 223013 | 7693170 | 343.24 | 14/4/1967 | 19.81 | 12.5
666 | 91500014 | Sub-artesian Facility | Abandoned and Destroyed | MTB1 | 55 | 222995 | 7693545 | 339.81 | 14/4/1967 | 19.81 | NA
666 | 91500015 | Sub-artesian Facility | Abandoned and Destroyed | B1S1 | 55 | 214215 | 7690091 | 325.29 | 21/11/1968 | 14.32 | NA
666 | 91500016 | Sub-artesian Facility | Abandoned but still usable | B2S2 | 55 | 214425 | 7691086 | 327.5 | 21/11/1968 | 24.38 | 15.24
666 | 91500017 | Sub-artesian Facility | Abandoned and Destroyed | B3S3 | 55 | 214397 | 7692332 | 327.54 | 22/11/1968 | 20.42 | 18
666 | 91500018 | Sub-artesian Facility | Abandoned but still usable | B4S3 | 55 | 214424 | 7692257 | 327.54 | 16/1/1970 | 17.37 | 16.15
666 | 91500019 | Sub-artesian Facility | Abandoned but still usable | SR5 | 55 | 212310 | 7691949 | 322.87 | 22/11/1968 | 15.84 | 10.9
666 | 91500020 | Sub-artesian Facility | Abandoned but still usable | SR1 | 55 | 212271 | 7692823 | 322.63 | 6/4/1967 | 28.04 | 19.2
666 | 91500021 | Sub-artesian Facility | Abandoned and Destroyed | SR2 | 55 | 211887 | 7693473 | 320.77 | 7/4/1967 | 12.8 | NA
666 | 91500022 | Sub-artesian Facility | Abandoned and Destroyed | SR3 | 55 | 211778 | 7695220 | 319.08 | 8/4/1967 | 28.95 | NA
666 | 91500023 | Sub-artesian Facility | Abandoned but still usable | SR4 | 55 | 212380 | 7695982 | 320.22 | 17/4/1967 | 33.52 | 19.8
666 | 91500024 | Sub-artesian Facility | Abandoned and Destroyed | B4S4 | 55 | 211898 | 7691954 | 322.57 | 23/11/1968 | 28.95 | NA
666 | 91500025 | Sub-artesian Facility | Abandoned but still usable | B3S3 | 55 | 211737 | 7692410 | 321.55 | 22/11/1968 | 21.94 | 13.11
666 | 91500026 | Sub-artesian Facility | Abandoned and Destroyed | B2S2 | 55 | 211782 | 7693030 | 321.22 | 22/11/1968 | 19.81 | NA
666 | 91500027 | Sub-artesian Facility | Abandoned but still usable | B1S1 | 55 | 210990 | 7694672 | 318.66 | 16/4/1967 | 28.95 | 17.4
666 | 91500028 | Sub-artesian Facility | Abandoned but still usable | GL3 | 55 | 210709 | 7692896 | 319.95 | 22/11/1968 | 15.84 | 11
666 | 91500029 | Sub-artesian Facility | Abandoned but still usable | GL2 | 55 | 210576 | 7693524 | 319.57 | 7/4/1967 | 24.38 | 13.72
666 | 91500030 | Sub-artesian Facility | Abandoned but still usable | GL1 | 55 | 210669 | 7694597 | 317.92 | 31/3/1967 | 33.52 | 16.7
666 | 91500031 | Sub-artesian Facility | Abandoned and Destroyed | H1 | 55 | 209049 | 7693361 | 316.64 | 31/3/1967 | 24.38 | NA
666 | 91500032 | Sub-artesian Facility | Abandoned but still usable | H2 | 55 | 209272 | 7694217 | 317.71 | 10/4/1967 | 19.81 | 12.8
666 | 91500033 | Sub-artesian Facility | Abandoned but still usable | H3 | 55 | 209778 | 7694615 | 317.58 | 10/4/1967 | 30.48 | 16.4
666 | 91500034 | Sub-artesian Facility | Abandoned but still usable | H4 | 55 | 209838 | 7695481 | 315.57 | 1/4/1967 | 33.53 | 25.9
666 | 91500035 | Sub-artesian Facility | Abandoned but still usable | RECORDER H10 | 55 | 209811 | 7695476 | 315.42 | 24/1/1970 | 25.9 | NA
666 | 91500036 | Sub-artesian Facility | Abandoned and Destroyed | H5 | 55 | 209827 | 7696101 | 314.25 | 10/4/1967 | 33.52 | NA
666 | 91500037 | Sub-artesian Facility | Abandoned and Destroyed | H6 | 55 | 210196 | 7696848 | 315.04 | 10/4/1967 | 15.24 | NA
666 | 91500038 | Sub-artesian Facility | Abandoned but still usable | H7 | 55 | 210183 | 7697473 | 313.61 | 1/4/1967 | 33.52 | 19.5
666 | 91500039 | Sub-artesian Facility | Abandoned but still usable | H8 | 55 | 210222 | 7698375 | 313.9 | 11/4/1967 | 24.38 | 17.3
666 | 91500040 | Sub-artesian Facility | Abandoned and Destroyed | H9 | 55 | 210097 | 7699272 | 312.54 | 2/4/1967 | 22.86 | NA
666 | 91500041 | Sub-artesian Facility | Abandoned but still usable | B1S1 | 55 | 208037 | 7694038 | 315.64 | 4/11/1968 | 15.84 | 8.8
666 | 91500042 | Sub-artesian Facility | Abandoned but still usable | B2S2 | 55 | 208063 | 7694523 | 314.81 | 4/11/1968 | 32.61 | 10.67
666 | 91500043 | Sub-artesian Facility | Abandoned and Destroyed | B3S3 | 55 | 208092 | 7695154 | 313.55 | 4/11/1968 | 21.94 | NA
666 | 91500044 | Sub-artesian Facility | Abandoned but still usable | B4S4 | 55 | 207564 | 7695743 | 311.99 | 5/11/1968 | 21.94 | 18.6
666 | 91500045 | Sub-artesian Facility | Abandoned but still usable | B5S5 | 55 | 207609 | 7696527 | 310.33 | 5/11/1968 | 21.94 | 17.8
666 | 91500046 | Sub-artesian Facility | Abandoned but still usable | C2 | 55 | 195686 | 7698488 | 294.51 | 5/4/1967 | 24.38 | 17.9
666 | 91500047 | Sub-artesian Facility | Abandoned but still usable | C4 | 55 | 195836 | 7699544 | 294.59 | 10/12/1969 | 17.37 | 12.68
666 | 91500048 | Sub-artesian Facility | Abandoned and Destroyed | C1 | 55 | 195828 | 7699565 | 294.55 | 5/4/1967 | 28.95 | 15.85
666 | 91500049 | Sub-artesian Facility | Abandoned and Destroyed | C3 | 55 | 195964 | 7700299 | 293.28 | 6/4/1967 | 24.38 | NA
666 | 100320015 | Sub-artesian Facility | Abandoned and Destroyed |  | 55 | 304630 | 7705217 |  | 6/10/2000 | 130 | NA
666 | 100320016 | Sub-artesian Facility | Abandoned and Destroyed |  | 55 | 304630 | 7705217 |  | 8/10/2000 | NA | NA
667 | 88 | Artesian Bore, Controlled Flow | Existing | MARATHON TRUST BORE | 55 | 315170 | 7456371 | 189.7 | 19/10/1915 | 381 | 372.5
667 | 306 | Artesian Bore, Controlled Flow | Existing | NINE MILE SRF JOB 2364 | 55 | 321558 | 7444030 | 223.8 |  | 186.84 | 189
667 | 307 | Artesian Bore, Controlled Flow | Abandoned and Destroyed | ARAMAC TOWN NO 1 | 55 | 319566 | 7459273 | 227.69 |  | 409.35 | 409
667 | 1203 | Artesian Bore, Uncontrolled Flow | Abandoned and Destroyed | NO NAME | 55 | 323285 | 7465285 | 236.3 |  | NA | 229
667 | 1204 | Artesian Bore, Controlled Flow | Existing | WOOLSHED BORE | 55 | 323138 | 7464659 | 236.6 | 11/7/1914 | 381.61 | 332
667 | 1207 | Artesian Bore, Uncontrolled Flow | Existing | WASHPOOL BORE | 55 | 326378 | 7466429 | 235.1 |  | 252.98 | NA
667 | 1222 | Artesian Bore, Controlled Flow | Existing | HOUSE BORE PELICAN E | 55 | 336531 | 7471003 | 233.3 | 18/8/1913 | 126.8 | 84.4
667 | 1228 | Artesian Bore, Controlled Flow | Existing | BULLOCK PADDOCK BORE | 55 | 334354 | 7456367 |  | 4/5/1916 | 262.13 | 266
667 | 1231 | Artesian Bore, Controlled Flow | Abandoned and Destroyed | NO NAME | 55 | 346936 | 7437008 |  | 1/1/1906 | 14.6 | 54
667 | 1233 | Sub-artesian Facility | Abandoned and Destroyed |  | 55 | 336711 | 7445754 |  |  | NA | NA
667 | 1234 | Sub-artesian Facility | Existing | HOUSE BORE | 55 | 352165 | 7436534 | 282.4 | 20/3/1900 | 60.96 | 6.1
667 | 1235 | Artesian Bore, Controlled Flow | Abandoned and Destroyed |  | 55 | 347796 | 7442698 | 258.6 | 1/1/1909 | 67.06 | 31.4
667 | 1236 | Artesian Bore, Uncontrolled Flow | Abandoned and Destroyed | SHANDONVALE | 55 | 336297 | 7441036 |  | 9/11/1921 | 517 | 63.8
667 | 1237 | Artesian Bore, Flow Ceased | Existing | DESERT MILL BORE | 55 | 351508 | 7447516 |  |  | 54.86 | 55
667 | 1239 | Artesian Bore, Uncontrolled Flow | Abandoned and Destroyed | HOUSE BORE | 55 | 327469 | 7448293 |  |  | 274.32 | 231.6
667 | 1240 | Artesian Bore, Controlled Flow | Existing | JERSY BORE | 55 | 335803 | 7452672 |  |  | 222.2 | NA
667 | 1242 | Sub-artesian Facility | Existing | IVY LEAF NO.3 | 55 | 355942 | 7443905 |  | 1/1/1912 | 87.78 | 87
667 | 1244 | Sub-artesian Facility | Existing | IVY LEAF NO.2 | 55 | 362121 | 7445747 |  | 8/4/1937 | 124.97 | NA
667 | 1245 | Sub-artesian Facility | Existing | SPRINGTON NO 1 | 55 | 368781 | 7437230 |  | 14/4/1937 | 108.3 | 108
667 | 1247 | Sub-artesian Facility | Existing | SPRINGTON NO 3 | 55 | 371138 | 7430154 |  | 1/1/1919 | 24.4 | 24
667 | 1249 | Artesian Bore, Uncontrolled Flow | Abandoned and Destroyed | STAINBURN NO.1 | 55 | 312749 | 7472093 | 233 |  | 344.42 | NA
667 | 1260 | Artesian Bore, Uncontrolled Flow | Existing | LILYDALE | 55 | 320173 | 7463419 |  | 1/1/1919 | 286.51 | 56.7
667 | 2137 | Artesian Bore, Controlled Flow | Existing | THE DIP | 55 | 328251 | 7428898 | 248.2 |  | 274.93 | 275
667 | 2143 | Sub-artesian Facility | Existing | HALF MILE BORE | 55 | 347694 | 7432920 | 279.9 |  | 201.17 | 152
667 | 2146 | Sub-artesian Facility | Existing | NO. 8 BORE | 55 | 352167 | 7431596 | 298.9 | 1/1/1912 | 153.01 | 79
667 | 2152 | Artesian Bore, Uncontrolled Flow | Abandoned and Destroyed | WOOLSHED BORE | 55 | 329932 | 7434026 | 238.5 | 1/1/1906 | 285 | 142
667 | 2157 | Artesian Bore, Uncontrolled Flow | Existing | SHED BORE | 55 | 341190 | 7432739 | 260.1 | 7/9/1912 | 153.01 | 125
667 | 2158 | Sub-artesian Facility | Abandoned and Destroyed | HIGHLANDS | 55 | 360424 | 7434419 | 340.9 | 1/1/1912 | 104.85 | 105
667 | 2165 | Artesian Bore, Controlled Flow | Existing | SPRINGS | 55 | 335627 | 7430201 |  | 20/2/1948 | 82.3 | 83
667 | 3068 | Sub-artesian Facility | Existing |  | 55 | 400055 | 7432970 |  | 31/12/1899 | 152.5 | 76
667 | 3069 | Sub-artesian Facility | Existing |  | 55 | 403914 | 7437330 |  | 31/12/1899 | 109.8 | 106.7
667 | 3097 | Sub-artesian Facility | Existing | GRANVILLE NO.1 BORE | 55 | 391907 | 7440507 |  | 31/12/1899 | 109.7 | 109.8
667 | 3098 | Sub-artesian Facility | Abandoned and Destroyed | DUMMY BORE | 55 | 392303 | 7437520 |  | 31/12/1899 | 154.8 | NA
667 | 3099 | Sub-artesian Facility | Abandoned and Destroyed | NO.2 BORE | 55 | 397556 | 7443690 |  | 31/12/1899 | 106.8 | NA
667 | 3101 | Sub-artesian Facility | Existing | NO 1 TEXAS BORE | 55 | 384362 | 7440299 |  |  | NA | NA
667 | 3102 | Sub-artesian Facility | Abandoned and Destroyed |  | 55 | 381127 | 7452184 |  |  | NA | NA
667 | 3103 | Sub-artesian Facility | Abandoned and Destroyed |  | 55 | 373527 | 7441174 |  |  | NA | NA
667 | 3104 | Sub-artesian Facility | Existing | BURFORDS BORE | 55 | 372884 | 7450646 |  |  | NA | NA
667 | 3105 | Sub-artesian Facility | Abandoned and Destroyed |  | 55 | 375694 | 7439874 |  |  | NA | NA
667 | 3107 | Sub-artesian Facility | Existing |  | 55 | 370749 | 7453755 |  | 19/4/1937 | 152.4 | 106.7
667 | 3285 | Sub-artesian Facility | Existing | CENTRE BORE | 55 | 383219 | 7481776 |  | 1/5/1937 | 267.9 | NA
667 | 4252 | Artesian Bore, Uncontrolled Flow | Existing | HULTON BORE | 55 | 289110 | 7414501 |  | 27/7/1912 | 617.22 | NA
667 | 4285 | Artesian Bore, Flow Ceased | Existing | HALFERTYS BORE | 55 | 301226 | 7430418 |  |  | NA | 308
667 | 4288 | Artesian Bore, Flow Ceased | Existing | HOUSE BORE | 55 | 308256 | 7429933 |  |  | NA | 366.5
667 | 4298 | Artesian Bore, Flow Ceased | Abandoned and Destroyed | DRY PADDOCK | 55 | 324272 | 7433077 |  | 1/1/1917 | 184.1 | 139
667 | 4303 | Artesian Bore, Uncontrolled Flow | Abandoned and Destroyed | FUJIYAMA BORE | 55 | 313727 | 7443161 | 232.7 |  | 447.14 | NA
667 | 4306 | Artesian Bore, Controlled Flow | Existing | WILLOUGHBY NO. 2 | 55 | 300405 | 7433137 | 240 | 28/5/1923 | 652.89 | 653
667 | 4307 | Artesian Bore, Uncontrolled Flow | Abandoned and Destroyed | MEADOWS BORE | 55 | 323199 | 7438718 |  |  | 259.08 | NA
667 | 4308 | Artesian Bore, Uncontrolled Flow | Existing | BAILIFF BORE | 55 | 314465 | 7428984 |  | 18/6/1912 | 469 | 469
667 | 4309 | Artesian Bore, Controlled Flow | Existing | PENDINE BORE | 55 | 304607 | 7433609 |  | 15/6/1911 | 554.44 | 542
667 | 4310 | Artesian Bore, Controlled Flow | Abandoned and Destroyed | AUTEUIL BORE | 55 | 313255 | 7435414 | 238.8 | 5/9/1911 | 480.37 | 457.5
667 | 5146 | Sub-artesian Facility | Existing | JOB 352 BOX FLAT NO1 | 55 | 376171 | 7455895 |  |  | 183.79 | NA
667 | 5297 | Artesian Bore, Uncontrolled Flow | Existing | PELICAN CK BORE | 55 | 336937 | 7473292 | 235 | 1/1/1936 | 73.45 | NA
667 | 5425 | Sub-artesian Facility | Existing | MIDDLE BORE | 55 | 355888 | 7440935 |  | 29/3/1937 | 83.82 | 84
667 | 5531 | Sub-artesian Facility | Existing | GRACEVALE BORE | 55 | 369592 | 7462974 |  | 26/7/1937 | 79.9 | NA
667 | 5592 | Sub-artesian Facility | Existing | SHANDONVALE 2 BORE | 55 | 334046 | 7441879 |  | 19/3/1937 | NA | NA
667 | 6144 | Sub-artesian Facility | Abandoned and Destroyed | WINHAVEN NO.1 | 55 | 365685 | 7461686 |  | 1/1/1915 | 106.68 | 85
667 | 6145 | Sub-artesian Facility | Abandoned and Destroyed | WINHAVEN NO.2 | 55 | 364473 | 7469420 |  | 1/1/1915 | 134.11 | 116
667 | 6209 | Sub-artesian Facility | Existing | COMET NO2 BORE | 55 | 369428 | 7438249 |  | 14/4/1937 | 99.4 | 99
667 | 6210 | Sub-artesian Facility | Existing | MOPOKE BORE | 55 | 366802 | 7430308 |  | 14/4/1938 | 76.3 | 76
667 | 6211 | Sub-artesian Facility | Existing |  | 55 | 375326 | 7455380 |  |  | 61.87 | NA
667 | 6276 | Sub-artesian Facility | Existing |  | 55 | 400494 | 7500410 |  | 1/12/1937 | 261.7 | 262
667 | 6277 | Sub-artesian Facility | Abandoned and Destroyed |  | 55 | 399613 | 7495851 |  | 1/12/1937 | 189 | 189
667 | 6312 | Sub-artesian Facility | Abandoned and Destroyed |  | 55 | 367100 | 7453706 |  |  | NA | NA
667 | 6593 | Artesian Bore, Flow Ceased | Existing | CARINA BORE | 55 | 343932 | 7439035 |  | 29/1/1938 | 106.68 | 107
667 | 6613 | Sub-artesian Facility | Abandoned and Destroyed | 3 MILE | 55 | 394185 | 7474069 |  |  | NA | NA
667 | 6614 | Sub-artesian Facility | Abandoned and Destroyed |  | 55 | 398151 | 7480614 |  | 31/12/1899 | 106.1 | NA
667 | 6854 | Sub-artesian Facility | Existing | NINE MILE BORE | 55 | 377704 | 7468086 |  | 31/12/1899 | 282.7 | NA
667 | 6855 | Sub-artesian Facility | Abandoned and Destroyed | WOMBAT BORE | 55 | 387878 | 7459636 |  | 31/12/1899 | 228.8 | NA
667 | 6856 | Sub-artesian Facility | Abandoned but still usable | OLD 7 MILE BORE | 55 | 399893 | 7461035 |  | 31/12/1899 | 152.5 | NA
667 | 6857 | Sub-artesian Facility | Abandoned and Destroyed | NO 4 BORE | 55 | 393530 | 7464904 |  | 31/12/1899 | 152.5 | 146
667 | 7043 | Sub-artesian Facility | Existing |  | 55 | 404083 | 7511543 |  | 6/4/1937 | 192.02 | NA
667 | 7044 | Sub-artesian Facility | Abandoned and Destroyed |  | 55 | 398774 | 7507533 |  |  | NA | NA
667 | 7077 | Sub-artesian Facility | Abandoned and Destroyed |  | 55 | 405173 | 7455644 |  | 1/10/1938 | NA | 115
667 | 7078 | Sub-artesian Facility | Existing | HOUSE BORE | 55 | 404095 | 7446387 |  | 1/10/1938 | 124.7 | 122
667 | 7079 | Sub-artesian Facility | Abandoned and Destroyed |  | 55 | 388894 | 7452119 |  | 1/10/1938 | NA | NA
667 | 7121 | Artesian Bore, Controlled Flow | Existing | ARAMAC TOWN BORE NO 1 | 55 | 320291 | 7458853 |  | 16/5/1933 | 365.76 | 296.9
667 | 7258 | Sub-artesian Facility | Existing | SPRINGTON BORE | 55 | 359941 | 7440292 |  | 1/1/1938 | 101.3 | 33.2
667 | 7365 | Sub-artesian Facility | Abandoned and Destroyed |  | 55 | 366392 | 7483144 |  |  | 231.65 | NA
667 | 7883 | Sub-artesian Facility | Existing | BOX FLAT WELL | 55 | 376086 | 7454880 |  | 31/12/1899 | 15 | 15
667 | 7884 | Sub-artesian Facility | Existing | HOUSE SPRING | 55 | 383279 | 7446930 |  |  | 3.66 | NA
667 | 7885 | Artesian Bore, Flow Ceased | Existing | 4 MILE SPRING | 55 | 380428 | 7439913 |  | 1/1/1906 | 1.83 | NA
667 | 7886 | Sub-artesian Facility | Existing | 10 MILE SPRING | 55 | 382016 | 7434756 |  |  | 3.05 | NA
667 | 7887 | Sub-artesian Facility | Existing | DUMMY BORE | 55 | 373688 | 7444368 |  | 1/1/1993 | NA | NA
667 | 7888 | Sub-artesian Facility | Existing | BROKEN WELL | 55 | 376810 | 7446726 |  | 1/1/1993 | NA | NA
667 | 7889 | Sub-artesian Facility | Abandoned and Destroyed |  | 55 | 393427 | 7444117 |  | 1/4/1939 | NA | NA
667 | 7994 | Sub-artesian Facility | Existing | HOUSE BORE | 55 | 358806 | 7428544 |  | 14/4/1940 | NA | NA
667 | 7995 | Sub-artesian Facility | Existing | BURNS GATE BORE | 55 | 361937 | 7428776 |  | 13/12/1966 | 121.92 | 115.9
667 | 8500 | Sub-artesian Facility | Existing | 3 MILE BORE | 55 | 395453 | 7462659 |  |  | 152.4 | NA
667 | 8502 | Sub-artesian Facility | Abandoned and Destroyed |  | 55 | 378761 | 7474055 |  | 31/12/1899 | 292.61 | NA
667 | 10811 | Sub-artesian Facility | Existing | EIGHT MILE | 55 | 418509 | 7475451 |  | 1/11/1975 | 225.6 | 161.5
667 | 10817 | Sub-artesian Facility | Abandoned and Destroyed | NO NAME | 55 | 414133 | 7462724 |  | 31/12/1899 | NA | NA
667 | 10820 | Sub-artesian Facility | Abandoned and Destroyed | NO NAME | 55 | 422086 | 7483706 |  | 31/12/1899 | NA | NA
667 | 10821 | Sub-artesian Facility | Existing | LENNOX NO 5 | 55 | 422373 | 7488408 |  | 1/11/1975 | 131 | 123.4
667 | 11133 | Sub-artesian Facility | Abandoned and Destroyed | NEW DUNMORE NO. 1 | 55 | 364334 | 7465783 |  | 1/1/1934 | 90.53 | NA
667 | 11137 | Sub-artesian Facility | Abandoned and Destroyed | NEW DUNMORE NO. 5 | 55 | 364232 | 7465356 |  | 1/1/1936 | 88.39 | NA
667 | 11499 | Sub-artesian Facility | Abandoned and Destroyed | NO 1 BORE | 55 | 392676 | 7444263 |  | 23/11/1949 | 121.92 | NA
667 | 12005 | Sub-artesian Facility | Existing |  | 55 | 339073 | 7433267 |  | 24/6/1952 | 60.96 | 58.5
667 | 12061 | Sub-artesian Facility | Existing | SIMPSONS BORE | 55 | 352081 | 7439754 |  | 21/6/1951 | 39.62 | 33
667 | 12287 | Sub-artesian Facility | Abandoned and Destroyed | NO 2 BORE | 55 | 380613 | 7452028 |  | 20/5/1953 | 91.44 | NA
667 | 12362 | Sub-artesian Facility | Existing |  | 55 | 401623 | 7439967 |  | 31/12/1899 | 118.26 | 116.7
667 | 12766 | Sub-artesian Facility | Existing |  | 55 | 337178 | 7435453 |  | 26/10/1954 | 21.34 | 15.2
667 | 12791 | Sub-artesian Facility | Existing |  | 55 | 344273 | 7434906 |  | 4/8/1953 | 91.44 | 92
667 | 12984 | Sub-artesian Facility | Abandoned and Destroyed |  | 55 | 393427 | 7444218 |  | 17/10/1955 | 122.53 | 123
667 | 13443 | Artesian Bore, Controlled Flow | Existing | SPRING PADDOCK | 55 | 343379 | 7443895 | 253 | 21/11/1957 | 77.7 | 78
667 | 13721 | Sub-artesian Facility | Existing | FISCHERS BORE | 55 | 405481 | 7459871 |  | 14/8/1958 | 136.24 | 66.7
667 | 14217 | Sub-artesian Facility | Existing |  | 55 | 410683 | 7511270 | 297 | 12/11/1960 | 184.4 | 167.3
667 | 15021 | Sub-artesian Facility | Existing | TEXAS NO 1 BORE | 55 | 387077 | 7446908 |  | 6/12/1960 | 121.92 | 106.6
667 | 15033 | Sub-artesian Facility | Abandoned and Destroyed | NO 3 BORE | 55 | 388360 | 7444637 |  | 23/3/1962 | 147.82 | 134
667 | 15958 | Sub-artesian Facility | Abandoned and Destroyed | JOB 2398 WILLEAN | 55 | 412406 | 7476027 | 372 | 29/7/1964 | 116.74 | NA
667 | 16521 | Artesian Bore, Controlled Flow | Existing | NEW BORE | 55 | 294865 | 7417910 |  | 17/5/1966 | 675.13 | 652.2
667 | 16835 | Sub-artesian Facility | Existing | CLAYTONS CORNER | 55 | 363322 | 7434130 |  | 16/8/1967 | 398 | 394.9
667 | 16985 | Sub-artesian Facility | Existing | TAREE BORE | 55 | 348618 | 7435261 |  | 26/9/1966 | 59.74 | 70.1
667 | 16986 | Sub-artesian Facility | Existing | TWIN TANKS BORE | 55 | 351946 | 7435041 |  | 18/9/1966 | 59.74 | 55.8
667 | 17096 | Sub-artesian Facility | Existing | YAHOO BORE | 55 | 409199 | 7505290 | 321.9 | 7/11/1966 | 151.79 | 152
667 | 17766 | Sub-artesian Facility | Existing |  | 55 | 345621 | 7437608 |  | 12/4/1968 | 185.93 | 61.6
667 | 17950 | Artesian Bore, Controlled Flow | Existing | HOUSE BORE | 55 | 327246 | 7462809 |  | 12/8/1968 | 257 | 258
667 | 22132 | Artesian Bore, Controlled Flow | Existing | ODN MARANDA 1 | 55 | 341427 | 7433635 | 259.2 | 15/1/1963 | NA | 309
667 | 22287 | Artesian Bore, Controlled Flow | Existing | LOL HULTON 1 | 55 | 287384 | 7411536 | 231.4 | 30/5/1964 | NA | 93.6
667 | 22288 | Artesian Bore, Controlled Flow | Existing | LOL SALTERN CREEK 1 | 55 | 289004 | 7416535 | 229.6 | 19/5/1964 | NA | NA
667 | 22799 | Artesian Bore, Controlled Flow | Existing | QDM ARAMAC 1 | 55 | 324383 | 7461505 | 220.3 | 20/4/1974 | 348 | 185.7
667 | 22824 | Sub-artesian Facility | Existing | QDM HEXHAM 1 | 55 | 391643 | 7478204 | 366 | 6/8/1974 | 1830 | 192
667 | 23062 | Artesian Bore, Controlled Flow | Existing | LMN BELLARA 1 | 55 | 322586 | 7438611 | 229.1 | 10/8/1982 | 1386 | 158
667 | 34654 | Sub-artesian Facility | Abandoned and Destroyed |  | 55 | 397828 | 7490168 |  | 16/4/1970 | 74.1 | 64
667 | 35291 | Sub-artesian Facility | Existing | MOLYNAUSE SPRINGS | 55 | 377654 | 7452460 |  |  | NA | NA
667 | 36913 | Sub-artesian Facility | Existing | DUNROBIN NO 1 | 55 | 416461 | 7492354 |  | 31/12/1899 | 152.4 | NA
667 | 36917 | Sub-artesian Facility | Existing | DUNROBIN NO 5 | 55 | 405681 | 7492700 |  | 31/12/1899 | NA | NA
667 | 38602 | Sub-artesian Facility | Abandoned and Destroyed | EKA BORE | 55 | 388893 | 7452269 |  | 3/3/1973 | 167.64 | 168
667 | 51056 | Sub-artesian Facility | Abandoned but still usable | OLD NO.1 BORE | 55 | 415722 | 7453896 |  | 1/9/1975 | NA | NA
667 | 51057 | Sub-artesian Facility | Existing | NO.3 BORE | 55 | 418349 | 7456648 |  | 1/9/1975 | 120.4 | NA
667 | 51058 | Sub-artesian Facility | Existing | NO.4 BORE | 55 | 419635 | 7449843 |  | 1/9/1975 | 170.7 | NA
667 | 51292 | Sub-artesian Facility | Existing | HOUSE BORE | 55 | 352165 | 7436534 |  | 16/5/1984 | 49 | 45.6
667 | 51753 | Artesian Bore, Controlled Flow | Existing | ARAMAC TOWN BORE NO 2 | 55 | 319533 | 7459034 |  | 10/6/1983 | 362 | 339
667 | 51885 | Sub-artesian Facility | Existing | NEW BRIGALOW BORE | 55 | 411268 | 7462472 |  | 6/9/1983 | 169 | 151
667 | 51995 | Sub-artesian Facility | Abandoned and Destroyed | NO NAME | 55 | 346987 | 7440055 |  | 1/8/1984 | NA | NA
667 | 69343 | Sub-artesian Facility | Existing |  | 55 | 399141 | 7475399 |  | 11/5/1986 | 293.2 | 178
667 | 69388 | Artesian Bore, Controlled Flow | Existing | HOUSE BORE | 55 | 328216 | 7450216 | 233 | 8/9/1986 | 273 | 246
667 | 69617 | Sub-artesian Facility | Existing | NO.1 BORE | 55 | 415778 | 7454543 |  | 30/11/1989 | 121.92 | 122
667 | 69647 | Artesian Bore, Controlled Flow | Existing | HOUSE BORE | 55 | 330343 | 7433668 |  | 22/8/1990 | 306 | 286
667 | 69658 | Artesian Bore, Controlled Flow | Existing | NEW FUJIYAMA BORE | 55 | 314017 | 7442746 |  | 21/11/1990 | 516 | 516
667 | 69719 | Sub-artesian Facility | Existing | NEW WOMBAT BORE | 55 | 387796 | 7459269 |  | 19/12/1991 | 125 | 125
667 | 69738 | Sub-artesian Facility | Existing |  | 55 | 399194 | 7475072 |  | 8/1/1992 | 116 | 116
667 | 69778 | Artesian Bore, Controlled Flow | Existing |  | 55 | 334650 | 7442817 |  | 1/5/1992 | 186 | 178
667 | 69861 | Sub-artesian Facility | Existing |  | 55 | 404084 | 7511560 |  | 6/4/1937 | NA | NA
667 | 69873 | Artesian Bore, Controlled Flow | Existing | DRY PADDOCK | 55 | 324258 | 7433139 |  | 11/5/1993 | 338 | 356
667 | 89368 | Sub-artesian Facility | Existing | NEW EKA BORE | 55 | 388352 | 7454735 |  | 15/1/1993 | 137.16 | 121.9
667 | 90021 | Sub-artesian Facility | Existing | HOMESTEAD WELL | 55 | 378589 | 7441317 |  | 1/1/1993 | 9.14 | 1.5
667 | 90242 | Sub-artesian Facility | Existing | MEAT HOUSE BORE | 55 | 408579 | 7437294 |  | 16/4/1995 | 115.82 | 101.8
667 | 90435 | Sub-artesian Facility | Existing |  | 55 | 359994 | 7439684 |  | 6/12/1995 | 111.25 | 111
667 | 93643 | Sub-artesian Facility | Existing | HOUSE BORE | 55 | 352360 | 7436868 |  | 6/4/2000 | 48.8 | NA
667 | 93725 | Sub-artesian Facility | Existing | BACK BORE | 55 | 364483 | 7469466 |  | 26/8/2000 | 135 | 108
667 | 93821 | Artesian Bore, Controlled Flow | Existing | KUMA | 55 | 337139 | 7434224 |  | 10/7/2003 | 211.3 | 197
667 | 93986 | Artesian Bore, Controlled Flow | Existing | FORMOYE BORE | 55 | 331539 | 7469969 |  | 23/3/2004 | 174.5 | 174
667 | 103071 | Surface Water Facility | Existing | BOX FLAT SPRING (OLO) | 55 | 379478 | 7458837 |  |  | NA | NA
667 | 103074 | Surface Water Facility | Existing | HOLLYWOOD SPRING (OLO) | 55 | 379855 | 7429670 |  |  | NA | NA
667 | 103075 | Surface Water Facility | Existing | 14 MILE SPRING (OLO) | 55 | 380668 | 7433326 |  |  | NA | NA
667 | 103076 | Surface Water Facility | Existing | HOUSE SPRING (OLO) | 55 | 370807 | 7469771 |  |  | NA | NA
667 | 103077 | Sub-artesian Facility | Abandoned but still usable | DRY BORE II (OLO) | 55 | 371458 | 7453255 |  |  | NA | NA
667 | 103260 | Sub-artesian Facility | Existing | STOCK BORE | 55 | 397541 | 7443851 |  | 8/2/2000 | 66 | 61
667 | 103261 | Sub-artesian Facility | Existing | NO.2 | 55 | 388531 | 7445014 |  | 14/5/2001 | 109 | 109
667 | 103318 | Sub-artesian Facility | Existing | 7 MILE BORE | 55 | 399921 | 7461858 |  | 29/8/2000 | 114 | 114
667 | 103383 | Sub-artesian Facility | Existing | GRANVILLE BORE NO2 | 55 | 391924 | 7441027 |  | 2/3/2000 | 126 | 126
667 | 103519 | Sub-artesian Facility | Existing | NO.1 | 55 | 390943 | 7444347 |  | 26/9/2002 | 119 | 119
667 | 103549 | Sub-artesian Facility | Existing | HOUSE BORE | 55 | 404661 | 7446926 |  | 27/1/2003 | 132 | 126
667 | 103554 | Sub-artesian Facility | Existing | BRETT'S BORE | 55 | 388739 | 7455485 |  | 1/10/2003 | 153 | 150
667 | 103569 | Sub-artesian Facility | Existing |  | 55 | 405902 | 7448878 |  | 31/5/2004 | 138 | 137
667 | 118051 | Artesian Bore, Controlled Flow | Existing | TAREE HOUSE BORE | 55 | 345610 | 7437487 |  | 10/10/2002 | 102 | 101
667 | 118538 | Sub-artesian Facility | Existing | SIMPSONS BORE | 55 | 352093 | 7439743 |  | 8/4/2004 | 42 | 42
667 | 118631 | Sub-artesian Facility | Existing | WINHAVEN NO 1 | 55 | 365858 | 7461543 |  | 17/12/2004 | 109.7 | 104
667 | 118658 | Artesian Bore, Controlled Flow | Existing | DIANNS BORE | 55 | 335046 | 7445269 | 239 | 20/10/2006 | 200 | 200
667 | 118658 | Artesian Bore, Controlled Flow | Existing | DIANNS BORE | 55 | 335046 | 7445269 | 240 | 20/10/2006 | 200 | 200
667 | 118667 | Sub-artesian Facility | Existing | YARD BORE | 55 | 367096 | 7483324 |  | 14/3/2007 | 150 | 150
667 | 118692 | Artesian Bore, Controlled Flow | Existing | NEW AUTEUIL BORE | 55 | 315565 | 7438795 | 233 | 23/5/2006 | 480 | 480
667 | 118772 | Artesian Bore, Controlled Flow | Existing |  | 55 | 312770 | 7472165 | 239 | 19/8/2006 | 410 | 410
667 | 132357 | Sub-artesian Facility | Existing |  | 55 | 413888 | 7505970 |  | 21/10/2007 | 90 | 27
667 | 132596 | Sub-artesian Facility | Existing |  | 55 | 417039 | 7483344 |  | 6/8/2008 | 154 | 154
667 | 132650 | Sub-artesian Facility | Existing |  | 55 | 395754 | 7447920 |  | 11/12/2008 | 115 | 114
667 | 146034 | Sub-artesian Facility | Existing | EMU HILLS | 55 | 344782 | 7434647 |  | 14/6/2008 | 174 | 174
667 | 146073 | Artesian Bore, Controlled Flow | Existing | SPRINGS BORE | 55 | 335463 | 7430180 |  | 14/7/2008 | 205 | 205
667 | 146105 | Artesian Bore, Uncontrolled Flow | Abandoned and Destroyed | POLITIC EXPLORATION BA010 | 55 | 333373 | 7444491 |  | 9/11/2008 | 85 | 1.7
667 | 146243 | Sub-artesian Facility | Existing |  | 55 | 353387 | 7439474 |  | 17/7/2009 | 63 | 63
667 | 146287 | Artesian Bore, Controlled Flow | Existing | HULTON BORE | 55 | 288675 | 7414133 | 244 | 8/7/2010 | 655 | 655
668 | 119 | Artesian Bore, Flow Ceased | Existing | OAKHAMPTON TRUST | 55 | 261947 | 7376637 | 272.5 | 1/1/1908 | 864.41 | 854
668 | 135 | Artesian Bore, Controlled Flow | Abandoned and Destroyed | WELLSHOT TRUST BORE | 55 | 243907 | 7375483 | 248.8 | 1/1/1920 | 1010.72 | 1011
668 | 304 | Artesian Bore, Controlled Flow | Abandoned and Destroyed | WELLSHOT RAILWAY | 55 | 246484 | 7398947 |  |  | 353.57 | NA
668 | 1114 | Sub-artesian Facility | Abandoned and Destroyed | SALT BORE | 55 | 435806 | 7379434 |  | 1/6/1944 | 187.2 | 187
668 | 1115 | Sub-artesian Facility | Abandoned and Destroyed | TOARBEE BORE | 55 | 425879 | 7388605 | 408.7 | 1/6/1944 | 103.6 | 104
668 | 1116 | Sub-artesian Facility | Existing | NO.2 BORE COLARADO | 55 | 425569 | 7385634 |  | 1/1/1912 | 161.54 | 145
668 | 1118 | Sub-artesian Facility | Abandoned and Destroyed | COLORADO WELL NO. 1 | 55 | 432144 | 7385953 | 407.7 | 31/12/1899 | 38.4 | NA
668 | 1119 | Sub-artesian Facility | Abandoned and Destroyed | COLORADO WELL NO.2 | 55 | 433620 | 7385860 | 405.6 | 31/12/1899 | 38.4 | NA
668 | 1123 | Sub-artesian Facility | Abandoned and Destroyed |  | 55 | 479757 | 7381716 |  | 1/1/1916 | 82.3 | NA
668 | 1124 | Sub-artesian Facility | Abandoned and Destroyed |  | 55 | 467047 | 7364850 |  | 31/12/1899 | NA | NA
668 | 1125 | Sub-artesian Facility | Abandoned and Destroyed |  | 55 | 481205 | 7364025 |  |  | NA | NA
668 | 1126 | Sub-artesian Facility | Abandoned and Destroyed | NO.3 BORE | 55 | 460222 | 7366014 |  | 1/1/1913 | 142.3 | NA
668 | 1127 | Sub-artesian Facility | Abandoned and Destroyed |  | 55 | 491982 | 7352803 |  |  | NA | NA
668 | 1128 | Sub-artesian Facility | Abandoned and Destroyed | TWENTY MILE BORE | 55 | 459157 | 7358325 |  | 1/1/1914 | 74.4 | 74
668 | 1129 | Sub-artesian Facility | Abandoned and Destroyed |  | 55 | 479825 | 7351436 |  | 31/12/1899 | NA | NA
668 | 1130 | Sub-artesian Facility | Abandoned and Destroyed | SEDGEFORD NO 7 BORE | 55 | 469580 | 7354604 |  |  | 457.2 | NA
668 | 1131 | Sub-artesian Facility | Abandoned and Destroyed | NO.1 BORE | 55 | 453018 | 7366495 |  | 1/1/1914 | 21.3 | NA
668 | 1132 | Sub-artesian Facility | Abandoned and Destroyed | JESSDALE NO 2 BORE | 55 | 446998 | 7370335 | 411 | 1/1/1921 | 98.45 | NA
668 | 1133 | Sub-artesian Facility | Abandoned and Destroyed |  | 55 | 452939 | 7365756 |  | 31/12/1899 | 147 | NA
668 | 1134 | Sub-artesian Facility | Abandoned and Destroyed |  | 55 | 452844 | 7362616 |  | 31/12/1899 | NA | NA
668 | 1135 | Sub-artesian Facility | Abandoned and Destroyed |  | 55 | 453019 | 7356488 |  |  | NA | NA
668 | 1136 | Sub-artesian Facility | Abandoned and Destroyed |  | 55 | 450379 | 7355993 |  |  | NA | NA
668 | 1145 | Sub-artesian Facility | Abandoned and Destroyed | OLD RAILWAY WELL | 55 | 463663 | 7384831 |  |  | 33 | 33
668 | 1147 | Sub-artesian Facility | Abandoned and Destroyed | SHIRE HALL | 55 | 463360 | 7384417 |  |  | NA | NA
668 | 1148 | Sub-artesian Facility | Abandoned and Destroyed | CONVENT | 55 | 463236 | 7384333 |  |  | NA | NA
668 | 1161 | Sub-artesian Facility | Abandoned and Destroyed | CRONIN | 55 | 464757 | 7385396 |  |  | NA | NA
668 | 1163 | Sub-artesian Facility | Abandoned and Destroyed | NO.2 BORE | 55 | 449641 | 7390752 |  | 1/1/1919 | 53.3 | NA
668 | 1164 | Sub-artesian Facility | Abandoned and Destroyed |  | 55 | 452560 | 7390934 |  |  | 45.7 | NA
668 | 1165 | Sub-artesian Facility | Abandoned and Destroyed | SURPRISE HILL | 55 | 459983 | 7382853 |  |  | NA | NA
668 | 1166 | Sub-artesian Facility | Abandoned and Destroyed | KAHLS | 55 | 455419 | 7371256 |  |  | NA | NA
668 | 1167 | Sub-artesian Facility | Abandoned and Destroyed | JONES | 55 | 463569 | 7384385 |  |  | NA | NA
668 | 1168 | Sub-artesian Facility | Existing | SANDY CREEK BORE | 55 | 455147 | 7350422 |  | 1/1/1912 | 62.8 | 62
668 | 1169 | Sub-artesian Facility | Existing | HOUSE BORE | 55 | 446241 | 7351627 |  | 1/1/1912 | 62.8 | 63
668 | 1170 | Sub-artesian Facility | Abandoned and Destroyed | CLEWS BORE | 55 | 456632 | 7361244 |  | 1/1/1912 | 54.8 | 55
668 | 1172 | Sub-artesian Facility | Abandoned and Destroyed | OLD BEDFORD WELL | 55 | 461782 | 7385457 |  |  | NA | NA
668 | 1173 | Sub-artesian Facility | Abandoned and Destroyed | BEDFORD WELL NO2 | 55 | 458758 | 7388232 |  | 1/1/1919 | NA | 50
668 | 1174 | Sub-artesian Facility | Existing | CORN TOP WELL NO.1 | 55 | 432972 | 7388298 |  | 31/12/1899 | 28.96 | NA
668 | 1175 | Sub-artesian Facility | Existing | CORN TOP WELL NO.2 | 55 | 433080 | 7392181 |  | 1/1/1912 | 38.4 | NA
668 | 1176 | Sub-artesian Facility | Abandoned and Destroyed |  | 55 | 432598 | 7394699 |  | 1/1/1912 | 42.67 | 43
668 | 1177 | Artesian Bore, Flow Ceased | Abandoned but still usable | NO.1 BORE | 55 | 446486 | 7391215 |  | 1/12/1974 | 48.8 | 48
668 | 1179 | Sub-artesian Facility | Abandoned and Destroyed |  | 55 | 441492 | 7392217 |  |  | NA | NA
668 | 1300 | Sub-artesian Facility | Abandoned and Destroyed | MT.ARTHUR NO.1 | 55 | 292323 | 7351369 |  | 1/1/1914 | NA | NA
668 | 1348 | Artesian Bore, Uncontrolled Flow | Existing | LEDGER BORE | 55 | 286951 | 7370539 | 264.1 |  | 1076.86 | 691
668 | 1350 | Artesian Bore, Controlled Flow | Existing | LOWER BORE | 55 | 283487 | 7353770 | 247.9 | 1/1/1910 | 1038.15 | 1006.5
668 | 1352 | Artesian Bore, Controlled Flow | Existing | TOP BOUNDARY BORE | 55 | 278311 | 7368433 |  | 1/5/1925 | 1164.03 | 1164
668 | 1367 | Sub-artesian Facility | Existing | PLEUNA | 55 | 291238 | 7382405 |  | 1/1/1937 | 1066.8 | 987.6
668 | 2678 | Sub-artesian Facility | Abandoned and Destroyed | PARKGATE (2) | 55 | 269700 | 7359221 |  | 1/1/1926 | NA | 49
668 | 3024 | Artesian Bore, Uncontrolled Flow | Existing | MARIE VALE BORE | 55 | 248066 | 7390261 |  | 2/3/1925 | 540.4 | 525
668 | 3025 | Artesian Bore, Flow Ceased | Existing | WILLOWIE BORE | 55 | 268343 | 7387960 |  | 1/1/1924 | 530.3 | 505
668 | 3067 | Sub-artesian Facility | Abandoned and Destroyed |  | 55 | 437031 | 7400338 |  | 17/5/1937 | 61 | NA
668 | 3451 | Sub-artesian Facility | Existing | MALULA BORE | 55 | 219623 | 7392515 |  | 31/12/1899 | 106.7 | NA
668 | 4162 | Artesian Bore, Uncontrolled Flow | Existing | BRIXHAM BORE | 55 | 256163 | 7347219 | 244 |  | 999.76 | 991
668 | 4163 | Artesian Bore, Controlled Flow | Existing | TYLDEN BORE | 55 | 270236 | 7351786 |  | 15/6/1911 | 1099.42 | 1100
668 | 4166 | Sub-artesian Facility | Existing | DANDARAGA BORE | 55 | 263382 | 7359213 |  | 22/4/1943 | 762 | NA
668 | 4167 | Artesian Bore, Controlled Flow | Existing | NAVARRE BORE | 55 | 263091 | 7370281 |  | 12/3/1923 | 931.18 | 908.9
668 | 4451 | Artesian Bore, Flow Ceased | Existing | SOMERTON BORE | 55 | 285739 | 7389161 | 290.9 |  | 853.45 | 597.4
668 | 4891 | Artesian Bore, Flow Ceased | Existing | DARTMOUTH BORE | 55 | 255434 | 7373362 | 278.4 |  | 804.38 | 581.9
668 | 4898 | Artesian Bore, Flow Ceased | Existing | LYNDON NO 2 | 55 | 272959 | 7377621 | 269.6 | 1/1/1910 | 1250.9 | 858.5
668 | 4899 | Sub-artesian Facility | Existing | LYNDON NO 1 | 55 | 282779 | 7381014 |  | 30/4/1931 | 801.79 | 802
668 | 4995 | Artesian Bore, Controlled Flow | Existing | MERNOO | 55 | 249415 | 7382255 |  | 5/6/1935 | 916 | 918
668 | 5451 | Sub-artesian Facility | Abandoned and Destroyed | ASHWELL BORE | 55 | 231598 | 7387362 |  | 1/1/1921 | NA | NA
668 | 5608 | Sub-artesian Facility | Abandoned and Destroyed |  | 55 | 427421 | 7393993 |  | 31/12/1899 | 48.8 | NA
668 | 5609 | Sub-artesian Facility | Existing |  | 55 | 432167 | 7399465 |  | 17/5/1937 | 47.5 | 47.5
668 | 5610 | Sub-artesian Facility | Abandoned and Destroyed |  | 55 | 424787 | 7399565 |  | 17/5/1937 | 54.9 | NA
668 | 6000 | Sub-artesian Facility | Abandoned and Destroyed | HOMESTEAD (12 MILE) | 55 | 426726 | 7347198 |  | 28/3/1937 | 228.6 | NA
668 | 6495 | Sub-artesian Facility | Abandoned and Destroyed | HOBARTVILLE NO 1 | 55 | 437998 | 7423863 |  | 31/12/1899 | NA | NA
668 | 6496 | Sub-artesian Facility | Abandoned and Destroyed | HOBARTVILLE NO 2 | 55 | 427776 | 7424851 |  | 1/1/1939 | 87.2 | NA
668 | 6497 | Sub-artesian Facility | Abandoned and Destroyed | HOBARTVILLE NO 3 | 55 | 437076 | 7430068 |  | 1/1/1939 | 136.6 | NA
668 | 6498 | Sub-artesian Facility | Abandoned and Destroyed | HOBARTVILLE NO 4 | 55 | 432588 | 7431148 |  | 1/1/1939 | 176.2 | NA
668 | 6499 | Sub-artesian Facility | Abandoned and Destroyed | HOBARTVILLE NO 5 | 55 | 430311 | 7432367 |  | 1/1/1939 | 100.9 | NA
668 | 6502 | Sub-artesian Facility | Abandoned and Destroyed | HOBARTVILLE NO 10 | 55 | 435677 | 7435560 |  | 31/12/1899 | 72.5 | NA
668 | 6515 | Sub-artesian Facility | Existing | KILLARA PARK BORE | 55 | 271986 | 7369072 |  | 30/9/1944 | 219.15 | 213.1
668 | 7673 | Sub-artesian Facility | Abandoned and Destroyed |  | 55 | 445478 | 7386327 |  | 10/10/1939 | 152.4 | NA
668 | 8090 | Sub-artesian Facility | Abandoned and Destroyed |  | 55 | 454378 | 7419739 | 382 | 15/1/1940 | 86.86 | 76.2
668 | 8426 | Sub-artesian Facility | Existing | CAITHNESS BORE | 55 | 270461 | 7384250 |  | 2/6/1941 | 492.56 | NA
668 | 9071 | Sub-artesian Facility | Abandoned and Destroyed | OLD BETANGA BORE | 55 | 431918 | 7385101 |  | 31/3/1942 | 44.2 | 33
668 | 9970 | Sub-artesian Facility | Abandoned and Destroyed | JESSDALE NO.3 BORE | 55 | 454403 | 7369266 |  | 1/9/1944 | 57.3 | 40
668 | 10428 | Sub-artesian Facility | Abandoned and Destroyed |  | 55 | 493517 | 7363678 |  | 31/12/1899 | 67 | NA
668 | 10869 | Sub-artesian Facility | Existing | DAHLONEGA NO.2 BORE | 55 | 495172 | 7365564 |  | 1/12/1944 | 83.82 | NA
668 | 11446 | Sub-artesian Facility | Abandoned and Destroyed |  | 55 | 296207 | 7345597 |  | 1/1/1926 | 518.16 | NA
668 | 12127 | Sub-artesian Facility | Abandoned and Destroyed | NO NAME | 55 | 237829 | 7397806 |  | 15/11/1952 | 121.92 | NA
668 | 12159 | Sub-artesian Facility | Existing |  | 55 | 426467 | 7375674 |  | 22/11/1952 | 106.68 | 98.1
668 | 12884 | Sub-artesian Facility | Abandoned and Destroyed | LILLYVALE BORE | 55 | 236467 | 7398859 |  | 24/3/1955 | 12.19 | NA
668 | 13562 | Sub-artesian Facility | Existing | CECIL PARK BORE | 55 | 239309 | 7372380 |  | 25/10/1957 | 142.34 | 142
668 | 14194 | Sub-artesian Facility | Abandoned and Destroyed | CORN TOP BORE | 55 | 438293 | 7391693 |  | 22/6/1960 | 131.06 | 121.9
668 | 14512 | Sub-artesian Facility | Existing | WECKERS BORE | 55 | 439974 | 7412792 | 351.25 | 12/10/1960 | 42.67 | 37.5
668 | 15405 | Sub-artesian Facility | Existing | KIA ORA BORE | 55 | 436422 | 7418274 |  | 30/11/1952 | 42.67 | 39
668 | 15406 | Sub-artesian Facility | Existing | KAHLS BORE | 55 | 443690 | 7417151 | 333 | 1/1/1949 | 68.58 | 65
668 | 15407 | Sub-artesian Facility | Abandoned and Destroyed | TI TREE BORE | 55 | 432801 | 7412761 | 378.66 | 20/10/1948 | 86.56 | 84
668 | 15408 | Sub-artesian Facility | Existing | NO.2 BORE | 55 | 432078 | 7417623 |  | 19/10/1962 | 143.3 | NA
668 | 26005 | Sub-artesian Facility | Existing | NAMCO BORE | 55 | 432725 | 7416615 |  | 1/1/1963 | 87.17 | 40
668 | 36645 | Sub-artesian Facility | Existing |  | 55 | 459581 | 7390728 |  |  | 50.3 | NA
668 | 36646 | Sub-artesian Facility | Existing |  | 55 | 464756 | 7390218 |  |  | 22 | NA
668 | 36647 | Sub-artesian Facility | Existing |  | 55 | 465018 | 7390599 |  | 31/12/1899 | 29.6 | NA
668 | 36648 | Sub-artesian Facility | Existing |  | 55 | 465377 | 7390240 |  | 31/12/1899 | 25.9 | NA
668 | 36649 | Sub-artesian Facility | Existing | BUTLERS BORE | 55 | 463776 | 7384467 |  | 1/7/1940 | 27.5 | 27
668 | 36651 | Sub-artesian Facility | Abandoned and Destroyed | BRADYS BORE | 55 | 463854 | 7384459 |  | 1/1/1961 | 24.4 | NA
668 | 36652 | Sub-artesian Facility | Existing |  | 55 | 464049 | 7385513 |  |  | 33.9 | 34
668 | 36653 | Sub-artesian Facility | Existing |  | 55 | 463691 | 7384459 |  | 1/6/1959 | 24.4 | 24
668 | 36654 | Sub-artesian Facility | Existing |  | 55 | 463426 | 7384468 |  | 31/12/1899 | 24.4 | 24
668 | 36655 | Sub-artesian Facility | Existing |  | 55 | 463864 | 7385609 |  | 1/1/1952 | 21.3 | NA
668 | 36656 | Sub-artesian Facility | Existing | GAYLERS BORE | 55 | 463747 | 7384596 |  | 31/12/1899 | 24.4 | NA
668 | 36657 | Sub-artesian Facility | Existing | HENDERSONS BORE | 55 | 462375 | 7384341 |  | 1/7/1970 | 38.4 | NA
668 | 36658 | Sub-artesian Facility | Existing | T MCDONNEL HOUSE BORE | 55 | 463544 | 7384339 |  |  | NA | 24
668 | 36659 | Sub-artesian Facility | Abandoned and Destroyed | JACKSONS BORE | 55 | 463734 | 7384419 |  | 1/8/1953 | 25 | NA
668 | 36660 | Sub-artesian Facility | Existing |  | 55 | 463705 | 7384343 |  |  | 25 | NA
668 | 36663 | Sub-artesian Facility | Abandoned and Destroyed |  | 55 | 480608 | 7381677 |  | 22/1/1971 | 82.3 | NA
668 | 36664 | Sub-artesian Facility | Existing |  | 55 | 482397 | 7368067 |  | 22/1/1971 | NA | NA
668 | 36671 | Sub-artesian Facility | Abandoned and Destroyed |  | 55 | 468578 | 7383164 |  | 1/9/1928 | 24.4 | NA
668 | 36672 | Sub-artesian Facility | Abandoned and Destroyed |  | 55 | 467523 | 7383285 |  | 1/11/1970 | 44.2 | 44
668 | 36770 | Sub-artesian Facility | Existing | THORNES BORE | 55 | 466665 | 7389271 |  | 1/4/1967 | 25 | 25
668 | 36771 | Sub-artesian Facility | Existing | HOUSE BORE | 55 | 473956 | 7385404 |  | 1/1/1920 | 97.6 | NA
668 | 36772 | Sub-artesian Facility | Existing |  | 55 | 464695 | 7385888 |  | 1/7/1969 | 44.2 | 44
668 | 36773 | Sub-artesian Facility | Existing | DOMESTIC ONLY | 55 | 464306 | 7385033 |  | 1/7/1969 | 41.2 | 41
668 | 36774 | Sub-artesian Facility | Existing |  | 55 | 471786 | 7373250 |  |  | 22.8 | NA
668 | 36775 | Sub-artesian Facility | Abandoned and Destroyed |  | 55 | 476958 | 7369419 |  | 1/5/1971 | 27.1 | NA
668 | 36776 | Sub-artesian Facility | Abandoned and Destroyed | RAILWAY CREEK BORE | 55 | 471630 | 7383783 |  | 1/6/1971 | 27.5 | NA
668 | 36777 | Sub-artesian Facility | Abandoned and Destroyed | HOUSE BORE | 55 | 469371 | 7383646 |  | 1/6/1971 | 27.5 | NA
668 | 36778 | Sub-artesian Facility | Existing | HOUSE BORE | 55 | 464030 | 7385221 |  |  | 25 | NA
668 | 36779 | Sub-artesian Facility | Abandoned and Destroyed | PINE GROVE BORE | 55 | 464612 | 7386367 |  | 31/12/1899 | NA | NA
668 | 36780 | Sub-artesian Facility | Abandoned and Destroyed | HOUSE BORE | 55 | 463510 | 7386001 |  | 1/6/1940 | 24.4 | NA
668 | 36781 | Sub-artesian Facility | Abandoned and Destroyed | OLD HOUSE BORE | 55 | 463188 | 7386612 |  | 1/7/1940 | 24.4 | NA
668 | 36782 | Sub-artesian Facility | Existing | NO. 1 BORE | 55 | 469349 | 7389574 |  | 1/6/1971 | NA | 20
668 | 36783 | Sub-artesian Facility | Existing | NO. 2 BORE | 55 | 469118 | 7389823 |  |  | 22.9 | NA
668 | 36785 | Sub-artesian Facility | Existing | HOUSE BORE | 55 | 466841 | 7378754 |  | 1/1/1920 | 23.16 | NA
668 | 36786 | Sub-artesian Facility | Existing | NEW HOUSE BORE | 55 | 467063 | 7378721 |  | 1/1/1967 | 23.16 | NA
668 | 36787 | Sub-artesian Facility | Existing | ELPHIN BORE | 55 | 468136 | 7378550 |  | 1/1/1968 | 21.03 | NA
668 | 36788 | Sub-artesian Facility | Existing | MIDDLE CREEK BORE | 55 | 465642 | 7375191 |  | 1/1/1966 | 28.35 | 26
668 | 36789 | Sub-artesian Facility | Existing | PADDOCK BORE | 55 | 467592 | 7375301 |  | 1/1/1926 | 46.33 | NA
668 | 36790 | Sub-artesian Facility | Abandoned and Destroyed | TOP PADDOCK BORE | 55 | 469874 | 7373760 |  | 1/1/1969 | 26.21 | NA
668 | 36791 | Sub-artesian Facility | Existing | BRIGALOW BORE | 55 | 475889 | 7376515 |  | 1/6/1971 | 106.68 | NA
668 | 36816 | Sub-artesian Facility | Abandoned and Destroyed | SALTBUSH BORE | 55 | 455196 | 7390564 |  | 31/12/1899 | 41.2 | NA
668 | 36817 | Sub-artesian Facility | Existing | PALM TREE BORE | 55 | 453027 | 7393864 |  | 1/6/1971 | 39.3 | NA
668 | 36818 | Sub-artesian Facility | Existing | HOUSE BORE | 55 | 451256 | 7391619 |  | 1/6/1971 | 39.7 | NA
668 | 36819 | Sub-artesian Facility | Abandoned and Destroyed |  | 55 | 451603 | 7392343 |  | 1/6/1971 | NA | NA
668 | 36820 | Sub-artesian Facility | Existing | SIMPLEX BORE | 55 | 450618 | 7392581 |  | 1/6/1971 | 42.4 | NA
668 | 36821 | Sub-artesian Facility | Existing | IRRIGATION BORE | 55 | 449672 | 7390787 |  | 1/6/1971 | 42.7 | NA
668 | 36827 | Sub-artesian Facility | Existing |  | 55 | 455114 | 7418756 |  | 1/6/1971 | 94.6 | NA
668 | 36835 | Sub-artesian Facility | Existing |  | 55 | 455829 | 7412158 |  | 22/1/1971 | NA | NA
668 | 37258 | Sub-artesian Facility | Existing | SAND FLAT BORE | 55 | 456551 | 7349081 | 396 | 6/10/1971 | 75.29 | 76
668 | 37315 | Sub-artesian Facility | Existing | HAMILTONS BORE | 55 | 450728 | 7376837 |  | 19/1/1972 | 168.86 | 169
668 | 38021 | Sub-artesian Facility | Existing | HOUSE BORE | 55 | 456949 | 7378415 |  | 31/12/1899 | 38.1 | NA
668 | 38022 | Sub-artesian Facility | Existing | NO.2 BORE | 55 | 452439 | 7380992 |  | 31/12/1899 | 117.4 | NA
668 | 38023 | Sub-artesian Facility | Existing | NO.3 BORE | 55 | 447885 | 7380903 |  | 31/12/1899 | 76.3 | NA
668 | 38024 | Sub-artesian Facility | Abandoned and Destroyed | NO.4 BORE | 55 | 442490 | 7382721 |  | 1/10/1940 | 152.5 | NA
668 | 38025 | Sub-artesian Facility | Existing | MONKS WELL | 55 | 439109 | 7381120 |  | 31/12/1899 | 38.1 | NA
668 | 38026 | Sub-artesian Facility | Abandoned and Destroyed | OLD SLAUGHTER YARDS BORE | 55 | 458078 | 7381996 |  | 31/12/1899 | 39.7 | 40
668 | 38027 | Sub-artesian Facility | Existing |  | 55 | 459189 | 7381479 |  |  | 25 | NA
668 | 38028 | Sub-artesian Facility | Existing |  | 55 | 459159 | 7380215 |  | 23/3/1971 | 64 | NA
668 | 38029 | Sub-artesian Facility | Existing | NO.1 BORE | 55 | 493632 | 7369636 |  | 3/8/1964 | 18.3 | 18
668 | 38031 | Sub-artesian Facility | Abandoned and Destroyed |  | 55 | 463498 | 7384168 |  | 1/12/1970 | 21.3 | NA
668 | 38074 | Sub-artesian Facility | Existing | PECKETTS BORE | 55 | 463504 | 7384210 |  | 5/9/1972 | 21.7 | 22
668 | 38075 | Sub-artesian Facility | Abandoned and Destroyed |  | 55 | 463369 | 7384601 |  | 1/1/1948 | NA | 54
668 | 38079 | Sub-artesian Facility | Existing | MYERS BORE | 55 | 496077 | 7372165 |  | 31/12/1899 | 29.87 | NA
668 | 38087 | Sub-artesian Facility | Existing | HOUSE BORE | 55 | 453386 | 7359691 |  | 17/3/1971 | 49.07 | NA
668 | 38088 | Sub-artesian Facility | Existing | SHED BORE | 55 | 452670 | 7365046 |  | 27/3/1971 | NA | NA
668 | 38089 | Sub-artesian Facility | Existing | BREAKAWAY BORE | 55 | 453063 | 7356276 |  | 31/12/1899 | 32 | NA
668 | 38090 | Sub-artesian Facility | Abandoned but still usable |  | 55 | 463199 | 7384177 |  | 1/1/1954 | 27.5 | 27
668 | 38092 | Sub-artesian Facility | Existing | HOUSE BORE | 55 | 461826 | 7385433 |  | 1/4/1950 | 48.8 | 49
668 | 38093 | Sub-artesian Facility | Existing | WELL BORE | 55 | 462709 | 7388801 |  | 1/1/1950 | 26.2 | 24
668 | 38094 | Sub-artesian Facility | Existing | BACK BORE | 55 | 458777 | 7387870 |  | 1/4/1950 | 45.8 | 46
668 | 38095 | Sub-artesian Facility | Existing | MENTONE BORE | 55 | 457923 | 7373956 |  | 1/6/1950 | 152.5 | 152
668 | 38097 | Sub-artesian Facility | Existing | RACECOURSE BORE | 55 | 499548 | 7379196 |  | 1/1/1958 | 45.72 | NA
668 | 38098 | Sub-artesian Facility | Abandoned and Destroyed |  | 55 | 499509 | 7382667 |  | 1/1/1966 | 12.19 | 12
668 | 38100 | Sub-artesian Facility | Existing | HOUSE BORE | 55 | 454330 | 7402610 |  | 1/10/1935 | NA | 44
668 | 38101 | Sub-artesian Facility | Existing | BLUE DUCK BORE | 55 | 452542 | 7398128 |  | 1/10/1953 | 43.9 | 45
668 | 38105 | Sub-artesian Facility | Existing |  | 55 | 458600 | 7378120 |  | 1/11/1940 | 45.8 | 45
668 | 38106 | Sub-artesian Facility | Existing |  | 55 | 462961 | 7384064 |  | 1/11/1940 | 28 | NA
668 | 38107 | Sub-artesian Facility | Existing | NO.2 BORE | 55 | 446996 | 7369915 |  | 1/7/1972 | 91.5 | NA
668 | 38108 | Sub-artesian Facility | Existing | NO.3 BORE | 55 | 449764 | 7366726 |  | 1/7/1972 | 76.2 | 76
668 | 38109 | Sub-artesian Facility | Existing | NO 1 BORE | 55 | 454607 | 7369030 |  | 1/7/1972 | 52.5 | 76
668 | 38110 | Sub-artesian Facility | Abandoned and Destroyed | OLD BYRON ST BORE | 55 | 462924 | 7384295 |  | 30/3/1962 | 24.08 | 24
668 | 38111 | Sub-artesian Facility | Abandoned and Destroyed |  | 55 | 463006 | 7384429 |  | 1/7/1962 | 24.38 | 24
668 | 38112 | Sub-artesian Facility | Abandoned and Destroyed | OLD MILTON ST BORE | 55 | 463003 | 7384549 |  | 24/11/1961 | 24.08 | 24
668 | 38113 | Sub-artesian Facility | Abandoned and Destroyed |  | 55 | 462719 | 7384862 |  | 1/9/1963 | 24.1 | 24
668 | 38114 | Sub-artesian Facility | Abandoned and Destroyed |  | 55 | 461533 | 7383692 |  | 1/2/1954 | 36.6 | 37
668 | 38132 | Sub-artesian Facility | Existing | OMEGA HOUSE BORE | 55 | 475306 | 7363411 |  | 29/3/1971 | 36.58 | 6.1
668 | 38133 | Sub-artesian Facility | Abandoned and Destroyed | BACK BORE | 55 | 483924 | 7358715 |  | 29/3/1971 | 60.96 | 6.1
668 | 38134 | Sub-artesian Facility | Existing | MIDDLE BORE | 55 | 479806 | 7361292 |  | 29/3/1971 | 36.58 | 6.1
668 | 38136 | Sub-artesian Facility | Existing | GOAT HILLS | 55 | 498619 | 7351647 |  | 8/11/1970 | 42.7 | 6.1
668 | 38137 | Sub-artesian Facility | Existing | MT.BEAUFORT WELL | 55 | 499379 | 7348451 |  | 14/11/1948 | 13.1 | 1.2
668 | 38138 | Sub-artesian Facility | Existing | DUCK | 55 | 496188 | 7347072 |  | 8/8/1952 | 36.6 | 6.1
668 | 38147 | Sub-artesian Facility | Existing | HOUSE BORE | 55 | 491459 | 7376033 |  | 24/3/1971 | 91.4 | 61
668 | 38162 | Sub-artesian Facility | Existing | ALPHA HOUSE BORE | 55 | 462872 | 7384424 |  | 21/2/1972 | 25.9 | 26
668 | 44466 | Sub-artesian Facility | Abandoned and Destroyed |  | 55 | 449295 | 7415986 |  | 31/12/1899 | 59.4 | NA
668 | 44467 | Sub-artesian Facility | Existing | OLD BORE | 55 | 445036 | 7404829 |  | 31/12/1899 | 30.5 | NA
668 | 44468 | Sub-artesian Facility | Existing | NEW BORE | 55 | 448435 | 7407327 |  | 31/12/1899 | 18.6 | NA
668 | 44469 | Sub-artesian Facility | Existing | CUMBERLAND BORE | 55 | 444409 | 7400947 |  | 1/1/1910 | 30.5 | NA
668 | 51050 | Sub-artesian Facility | Existing |  | 55 | 430976 | 7368311 |  | 18/3/1975 | 152.4 | NA
668 | 51051 | Sub-artesian Facility | Existing |  | 55 | 424712 | 7366765 |  | 31/12/1899 | 158.5 | NA
668 | 51064 | Sub-artesian Facility | Existing | SANDY CREEK BORE | 55 | 441410 | 7437525 |  | 31/12/1899 | NA | NA
668 | 51097 | Sub-artesian Facility | Existing |  | 55 | 471326 | 7372185 |  |  | NA | NA
668 | 51098 | Sub-artesian Facility | Abandoned and Destroyed |  | 55 | 473449 | 7371067 |  |  | NA | NA
668 | 51099 | Sub-artesian Facility | Abandoned and Destroyed | ALPHA WELL | 55 | 462904 | 7384747 | 348.6 | 1/6/1976 | 26.75 | 24
668 | 51102 | Sub-artesian Facility | Existing | SHED BORE | 55 | 427101 | 7409511 |  | 31/12/1899 | 179.8 | NA
668 | 51123 | Sub-artesian Facility | Abandoned and Destroyed |  | 55 | 462398 | 7352552 |  | 8/8/1968 | 58.2 | 58
668 | 51126 | Sub-artesian Facility | Existing | GAYLORES BORE | 55 | 462166 | 7347115 |  | 8/8/1968 | 82.9 | 83
668 | 51127 | Sub-artesian Facility | Abandoned and Destroyed | WILD HORSE BORE | 55 | 452962 | 7348052 |  | 8/8/1968 | 82.3 | 69.2
668 | 51259 | Artesian Bore, Controlled Flow | Abandoned and Destroyed |  | 55 | 296159 | 7351006 |  | 1/4/1979 | 891.13 | 162
668 | 51263 | Artesian Bore, Controlled Flow | Existing | BACK BORE | 55 | 296159 | 7351006 |  | 3/6/1979 | 883.41 | 807
668 | 51330 | Sub-artesian Facility | Existing | NO.2 BORE | 55 | 490200 | 7370534 |  | 29/10/1979 | NA | NA
668 | 51366 | Sub-artesian Facility | Existing |  | 55 | 456144 | 7350425 |  | 24/10/1979 | 69 | 63
668 | 51386 | Sub-artesian Facility | Abandoned and Destroyed | OFFICE LICENCE ONLY | 55 | 471116 | 7380634 | 357 | 31/3/1980 | 68 | NA
668 | 51401 | Sub-artesian Facility | Abandoned and Destroyed | OLD ALPHA TOWN NO. 1 | 55 | 462923 | 7384306 | 350.8 | 20/5/1980 | 26.5 | 26
668 | 51402 | Sub-artesian Facility | Abandoned but still usable | ALPHA TOWN NO. 2 | 55 | 463167 | 7384105 | 350.3 | 26/5/1980 | 39.9 | 35.5
668 | 51408 | Sub-artesian Facility | Abandoned and Destroyed | OLD ALPHA STOCK BORE | 55 | 462840 | 7384874 |  | 17/6/1980 | 32.61 | 33
668 | 51458 | Sub-artesian Facility | Existing |  | 55 | 466958 | 7379619 |  | 1/12/1981 | 21.7 | 22
668 | 51531 | Artesian Bore, Controlled Flow | Existing | JUBILEE PARK BORE | 55 | 289878 | 7361627 |  | 2/5/1981 | 947 | 947
668 | 51537 | Sub-artesian Facility | Existing | CREEK PADOOCK BORE | 55 | 469974 | 7375205 |  | 1/1/1974 | 27.4 | NA
668 | 51538 | Sub-artesian Facility | Abandoned and Destroyed |  | 55 | 470759 | 7374562 |  | 31/12/1899 | 23.5 | NA
668 | 51541 | Sub-artesian Facility | Existing |  | 55 | 463330 | 7384174 |  | 20/9/1981 | 22.6 | 23
668 | 51542 | Sub-artesian Facility | Existing |  | 55 | 463319 | 7384212 |  | 20/9/1981 | 24.4 | 24
668 | 51682 | Sub-artesian Facility | Existing | MALCOLM BORE | 55 | 433644 | 7413239 | 374.04 | 31/12/1899 | 91.44 | 77.7
668 | 51700 | Sub-artesian Facility | Existing | TONGA BORE | 55 | 285588 | 7374774 |  | 3/6/1983 | 983.5 | 1085
668 | 51881 | Sub-artesian Facility | Abandoned and Destroyed | ALPHA NO2 STOCK BORE | 55 | 462871 | 7384873 | 348.4 | 29/12/1983 | 38 | 32
668 | 51968 | Sub-artesian Facility | Abandoned but still usable | NEW MILTON ST BORE | 55 | 462997 | 7384549 | 349.03 | 22/1/1984 | 39 | 37
668 | 51984 | Sub-artesian Facility | Existing |  | 55 | 469060 | 7390135 |  | 14/2/1984 | 33 | 33
668 | 51990 | Sub-artesian Facility | Abandoned and Destroyed | HOUSE BORE | 55 | 463275 | 7384207 |  | 27/1/1984 | 23 | 23
668 | 69260 | Sub-artesian Facility | Existing |  | 55 | 465131 | 7389236 |  | 3/11/1985 | 28.04 | 28
668 | 69270 | Sub-artesian Facility | Abandoned and Destroyed | SAPLING CREEK BORE | 55 | 454424 | 7373470 | 367.75 | 12/4/1985 | 42 | NA
668 | 69271 | Sub-artesian Facility | Existing | SAPLING BORE | 55 | 453714 | 7373560 |  | 1/9/1985 | 56 | 38.5
668 | 69285 | Sub-artesian Facility | Existing |  | 55 | 463132 | 7380063 | 377 | 10/12/1990 | 59 | 59
668 | 69286 | Sub-artesian Facility | Existing | HOUSE BORE | 55 | 458523 | 7381585 |  | 19/2/1986 | 47 | 44
668 | 69359 | Sub-artesian Facility | Existing | 15 MILE BORE | 55 | 453041 | 7362191 |  | 12/6/1986 | 41 | 41
668 | 69367 | Sub-artesian Facility | Abandoned and Destroyed |  | 55 | 473310 | 7383994 |  | 19/5/1986 | 57 | NA
668 | 69368 | Sub-artesian Facility | Abandoned and Destroyed |  | 55 | 472584 | 7384241 |  | 19/5/1986 | 49 | NA
668 | 69369 | Sub-artesian Facility | Abandoned and Destroyed |  | 55 | 470677 | 7382911 |  | 19/5/1986 | 39 | NA
668 | 69370 | Sub-artesian Facility | Abandoned and Destroyed |  | 55 | 470677 | 7382851 |  | 19/5/1986 | 41 | NA
668 | 69371 | Sub-artesian Facility | Existing |  | 55 | 467512 | 7383359 |  | 7/6/1986 | 33.5 | 34
668 | 69372 | Sub-artesian Facility | Existing |  | 55 | 470848 | 7382153 |  | 19/5/1986 | 35 | 35
668 | 69428 | Sub-artesian Facility | Existing |  | 55 | 440274 | 7398445 |  | 26/2/1987 | 53 | 48
668 | 69506 | Sub-artesian Facility | Existing |  | 55 | 484327 | 7366542 |  | 19/4/1988 | 50 | 37.5
668 | 69547 | Sub-artesian Facility | Existing | SALTY BORE | 55 | 483934 | 7358577 |  | 9/12/1988 | 91.44 | 74
668 | 69550 | Sub-artesian Facility | Abandoned and Destroyed | REP BY 69716 | 55 | 473368 | 7370683 |  | 16/1/1989 | 36.6 | 33.5
668 | 69671 | Sub-artesian Facility | Existing |  | 55 | 470743 | 7374624 |  | 1/1/1990 | 26 | 26
668 | 69673 | Sub-artesian Facility | Existing |  | 55 | 467700 | 7384111 | 355.48 | 20/12/1990 | 44.5 | 44
668 | 69675 | Sub-artesian Facility | Existing | DOMESTIC BORE | 55 | 463848 | 7384526 |  | 15/1/1991 | 29.5 | 30
668 | 69676 | Sub-artesian Facility | Existing | CLEVELAND BORE | 55 | 467164 | 7380461 |  | 26/2/1991 | 35 | 36
668 | 69677 | Sub-artesian Facility | Existing |  | 55 | 463011 | 7386336 |  | 3/12/1990 | 27 | 27
668 | 69692 | Sub-artesian Facility | Existing | BALKES BORE | 55 | 466430 | 7376194 |  | 5/2/1991 | 27 | 27
668 | 69697 | Sub-artesian Facility | Existing | PINE GROVE BORE | 55 | 464581 | 7386770 |  | 11/5/1991 | 29 | 29
668 | 69711 | Sub-artesian Facility | Existing | DANAJERE BORE | 55 | 470680 | 7387139 |  | 24/5/1991 | 15 | 16
668 | 69714 | Sub-artesian Facility | Existing |  | 55 | 456364 | 7374523 |  | 26/3/1991 | 32.5 | 32
668 | 69715 | Sub-artesian Facility | Existing | CARAVAN PARK BORE | 55 | 463074 | 7384089 |  | 31/1/1992 | 45.72 | 33
668 | 69716 | Sub-artesian Facility | Existing |  | 55 | 473639 | 7370801 |  | 4/10/1991 | 37 | 37
668 | 69720 | Sub-artesian Facility | Existing |  | 55 | 465855 | 7387915 |  | 19/10/1991 | 60 | 60
668 | 69729 | Sub-artesian Facility | Existing | FAIRVIEW HOUSE BORE | 55 | 466714 | 7382894 |  | 10/1/1992 | 57.5 | 58
668 | 69730 | Sub-artesian Facility | Existing | TPB-4 | 55 | 446387 | 7433792 |  | 25/8/1982 | 70 | 37
668 | 69731 | Sub-artesian Facility | Existing | TPB-3 | 55 | 445196 | 7432429 | 313 | 22/8/1982 | 61 | 61
668 | 69732 | Sub-artesian Facility | Existing | PTB-1 | 55 | 446285 | 7420153 |  | 1/8/1982 | 61 | 61
668 | 69735 | Sub-artesian Facility | Existing | SIMPLEX BORE | 55 | 450237 | 7392580 |  | 29/11/1991 | 57.91 | 49
668 | 69746 | Sub-artesian Facility | Existing | HOUSE BORE | 55 | 473030 | 7355552 | 399.77 | 20/10/1991 | 32 | 18.3
668 | 69749 | Sub-artesian Facility | Abandoned but still usable | NEW ALPHA NO 1 BORE | 55 | 462920 | 7384293 | 350.8 | 19/5/1992 | 57 | 52
668 | 89306 | Sub-artesian Facility | Existing | DOLLS GULLY OMEGA | 55 | 480261 | 7360896 |  | 22/7/1992 | 15 | 12
668 | 89327 | Sub-artesian Facility | Existing |  | 55 | 448027 | 7403346 |  | 26/10/1992 | 60 | 60
668 | 89472 | Sub-artesian Facility | Existing |  | 55 | 453059 | 7369748 | 377 | 15/12/1992 | 80 | 78
668 | 89476 | Sub-artesian Facility | Existing | WELL | 55 | 479934 | 7361659 |  | 9/6/1993 | 17.4 | 2
668 | 89487 | Sub-artesian Facility | Existing |  | 55 | 441779 | 7399064 |  | 25/11/1992 | 97.54 | 91
668 | 90047 | Sub-artesian Facility | Existing | HOUSE BORE | 55 | 466836 | 7378715 |  | 3/8/1993 | 31 | 30
668 | 90049 | Sub-artesian Facility | Existing | NEW SALTBUSH BORE | 55 | 455195 | 7390874 |  | 22/7/1993 | 54.86 | 55
668 | 90055 | Sub-artesian Facility | Existing | 18 MILE BORE | 55 | 456579 | 7361422 |  | 17/8/1993 | 54.86 | 55
668 | 90056 | Sub-artesian Facility | Existing | 20 MILE BORE | 55 | 459045 | 7358067 |  | 1/8/1993 | 97.54 | 98
668 | 90084 | Sub-artesian Facility | Existing | NEW HOMESTEAD | 55 | 426778 | 7348221 |  | 2/12/1993 | 169 | 154
668 | 90103 | Sub-artesian Facility | Abandoned and Destroyed | TEST HOLE ONLY | 55 | 481793 | 7388066 |  | 6/6/1993 | 102.11 | NA
668 | 90105 | Sub-artesian Facility | Abandoned and Destroyed | TEST HOLE ONLY | 55 | 482289 | 7387690 |  | 1/6/1993 | 71.63 | NA
668 | 90144 | Sub-artesian Facility | Existing |  | 55 | 455357 | 7406058 |  | 25/3/1994 | 80 | 80
668 | 90150 | Sub-artesian Facility | Existing | DOMESTIC BORE | 55 | 462845 | 7384450 |  | 7/4/1994 | 31 | 30
668 | 90155 | Sub-artesian Facility | Existing |  | 55 | 469002 | 7390385 |  | 10/4/1994 | 32 | 32
668 | 90179 | Sub-artesian Facility | Existing | DISMANTLE BORE | 55 | 437013 | 7430715 |  |  | 121.92 | 122
668 | 90180 | Sub-artesian Facility | Existing | SPRING CREEK BORE | 55 | 445169 | 7421926 |  |  | 121.92 | 122
668 | 90181 | Sub-artesian Facility | Existing | HOUSE BORE | 55 | 449142 | 7422691 |  |  | NA | NA
668 | 90182 | Sub-artesian Facility | Existing | BULLOCK PADDOCK | 55 | 451157 | 7430657 |  |  | 121.92 | 122
668 | 90192 | Sub-artesian Facility | Existing | OVAL BORE | 55 | 463013 | 7384371 |  | 21/3/1995 | 32 | 30
668 | 90193 | Sub-artesian Facility | Existing | SCHOOL BORE | 55 | 463504 | 7384433 |  | 20/3/1995 | 32 | 30
668 | 90199 | Sub-artesian Facility | Existing | EUREKA YARDS BORE | 55 | 445841 | 7396048 |  |  | 33.53 | NA
668 | 90217 | Sub-artesian Facility | Existing |  | 55 | 432275 | 7377579 |  | 24/5/1993 | 170 | 90
668 | 90236 | Sub-artesian Facility | Existing |  | 55 | 491458 | 7375423 |  | 14/7/1993 | 54.86 | 55
668 | 90346 | Sub-artesian Facility | Existing |  | 55 | 479865 | 7385698 |  | 4/11/1994 | 73.15 | 73
668 | 90347 | Sub-artesian Facility | Existing |  | 55 | 482191 | 7386830 |  | 4/11/1994 | 80.16 | 80
668 | 90372 | Sub-artesian Facility | Existing |  | 55 | 425609 | 7385301 | 440.49 | 14/10/1995 | 172.21 | 140
668 | 90453 | Sub-artesian Facility | Existing |  | 55 | 464605 | 7387031 |  | 9/5/1996 | 32.61 | 33
668 | 90490 | Sub-artesian Facility | Existing | PROPOSED BORE | 55 | 456944 | 7410590 |  | 4/5/1996 | 86.87 | NA
668 | 103008 | Sub-artesian Facility | Existing |  | 55 | 427720 | 7393488 |  | 30/9/1999 | 90.83 | 91
668 | 103054 | Sub-artesian Facility | Existing | HUTTONS NO.2 | 55 | 432939 | 7388639 | 400.02 | 10/9/1997 | 67.06 | 61
668 | 103113 | Sub-artesian Facility | Abandoned but still usable | NEW STOCK BORE | 55 | 462890 | 7384873 |  | 15/12/1997 | 48 | 35
668 | 103120 | Sub-artesian Facility | Existing | SHANGI | 55 | 445734 | 7399351 | 352 | 9/12/1997 | 67.06 | 55
668 | 103174 | Sub-artesian Facility | Existing | HOUSE BORE | 55 | 456944 | 7378548 |  | 5/6/1998 | 67.06 | 67
668 | 103181 | Sub-artesian Facility | Abandoned and Destroyed |  | 55 | 434551 | 7381773 |  | 24/5/1993 | 152.4 | NA
668 | 103182 | Artesian Bore, Seasonal Flow | Abandoned and Destroyed |  | 55 | 465181 | 7386345 |  | 31/12/1899 | 29.2 | 29
668 | 103183 | Sub-artesian Facility | Existing | HOUSE BORE | 55 | 461747 | 7384605 |  | 18/2/1991 | 72 | 72
668 | 103184 | Sub-artesian Facility | Existing | NEW SLAUGHTER YARDS BORE | 55 | 458197 | 7381893 |  | 27/11/1990 | 64.01 | 49
668 | 103186 | Sub-artesian Facility | Existing | P JAQUES | 55 | 459702 | 7382595 |  | 2/11/1991 | 62 | 60
668 | 103194 | Sub-artesian Facility | Existing | OLO EA ROGERS | 55 | 464130 | 7385567 |  | 31/12/1899 | 29.4 | NA
668 | 103198 | Sub-artesian Facility | Existing | MOORE ST BORE | 55 | 462931 | 7384311 |  | 8/5/2002 | 60 | 51
668 | 103199 | Sub-artesian Facility | Existing |  | 55 | 462857 | 7384873 |  |  | 36 | 34.5
668 | 103200 | Sub-artesian Facility | Existing |  | 55 | 463172 | 7384101 |  |  | NA | 47
668 | 103201 | Sub-artesian Facility | Existing |  | 55 | 462999 | 7384551 |  |  | 46 | 46
668 | 103218 | Sub-artesian Facility | Existing | ALPHA SITE 1 | 55 | 463301 | 7384811 | 360.13 | 11/8/1999 | 60.5 | 36
668 | 103219 | Sub-artesian Facility | Abandoned and Destroyed | ALPHA SITE 2 | 55 | 463308 | 7385186 |  | 12/8/1999 | 55.2 | NA
668 | 103220 | Sub-artesian Facility | Abandoned and Destroyed | ALPHA SITE 3 | 55 | 462807 | 7385211 |  | 13/8/1999 | 55.2 | NA
668 | 103221 | Sub-artesian Facility | Abandoned and Destroyed | ALPHA SITE 4 | 55 | 462296 | 7385498 |  | 14/8/1999 | 60 | NA
668 | 103222 | Sub-artesian Facility | Existing | ALPHA SITE 5 | 55 | 463348 | 7383909 | 360.45 | 5/9/1999 | 68 | 66
668 | 103223 | Sub-artesian Facility | Abandoned and Destroyed | ALPHA SITE 6 | 55 | 461985 | 7384714 | 362.61 | 17/8/1999 | 85 | NA
668 | 103224 | Sub-artesian Facility | Existing | ALPHA SITE 7 | 55 | 461773 | 7384795 | 356.96 | 31/8/1999 | 80 | 72
668 | 103225 | Sub-artesian Facility | Existing | ALPHA SITE 10 | 55 | 463342 | 7384062 | 360.45 | 14/9/1999 | 70 | 68
668 | 103226 | Sub-artesian Facility | Existing | ALPHA SITE 11 | 55 | 463279 | 7383774 | 360.45 | 8/9/1999 | 68 | 68
668 | 103362 | Sub-artesian Facility | Existing |  | 55 | 430568 | 7399295 |  | 5/9/2000 | 121.92 | 122
668 | 103363 | Sub-artesian Facility | Existing |  | 55 | 464338 | 7385244 |  | 8/9/2000 | 48.77 | 38
668 | 103464 | Sub-artesian Facility | Existing | FOUR CORNERS | 55 | 427711 | 7374017 |  | 24/10/1998 | 79.25 | 79
668 | 103465 | Sub-artesian Facility | Abandoned and Destroyed | TEST HOLE | 55 | 427956 | 7375006 |  | 22/10/1998 | 170.69 | NA
668 | 103480 | Sub-artesian Facility | Existing |  | 55 | 438771 | 7398870 | 356 | 12/4/2000 | 121.92 | 122
668 | 103481 | Sub-artesian Facility | Existing |  | 55 | 431353 | 7399087 |  | 29/9/1999 | 120.4 | 120
668 | 103492 | Sub-artesian Facility | Existing |  | 55 | 437839 | 7356734 |  | 22/10/1997 | 42 | 40
668 | 103506 | Sub-artesian Facility | Existing | HOUSE BORE NO.2 | 55 | 458823 | 7378948 |  | 2/11/2001 | 60.96 | 49
668 | 103667 | Sub-artesian Facility | Existing |  | 55 | 461675 | 7384526 |  | 19/1/2003 | 72 | 68
668 | 103669 | Sub-artesian Facility | Existing |  | 55 | 457345 | 7374913 |  | 8/11/2002 | 40 | 33
668 | 103670 | Sub-artesian Facility | Existing |  | 55 | 457286 | 7378284 |  | 6/11/2002 | 76 | 71
668 | 103671 | Sub-artesian Facility | Existing | A-1, DONGA | 55 | 439763 | 7407217 |  | 12/11/2002 | 38 | 35
668 | 103672 | Sub-artesian Facility | Abandoned and Destroyed | CORELLA | 55 | 436089 | 7404723 |  | 17/11/2002 | 49.6 | 25
668 | 103674 | Sub-artesian Facility | Existing |  | 55 | 464090 | 7385167 |  | 3/11/2002 | 29 | 26
668 | 103787 | Sub-artesian Facility | Existing | WISKEY BORE | 55 | 447664 | 7369512 |  | 14/12/2003 | 138 | 110
668 | 118257 | Sub-artesian Facility | Existing | SIX MILE BORE | 55 | 423806 | 7353279 |  | 25/1/2003 | 97.54 | 91
668 | 118681 | Artesian Bore, Controlled Flow | Existing | WELLSHOT NO 2 | 55 | 243889 | 7375432 |  | 20/12/2005 | 985 | 985
668 | 118833 | Artesian Bore, Controlled Flow | Existing | OAKHAMPTON | 55 | 268840 | 7376406 |  | 4/12/2006 | 1151.6 | 1152
668 | 132308 | Sub-artesian Facility | Existing |  | 55 | 456813 | 7351496 |  | 27/10/2006 | 86 | 86
668 | 132355 | Sub-artesian Facility | Existing |  | 55 | 470798 | 7388548 |  | 27/9/2007 | 16.46 | 16
668 | 132597 | Sub-artesian Facility | Existing |  | 55 | 437007 | 7384238 |  | 11/5/2008 | 96 | 96
668 | 132598 | Sub-artesian Facility | Existing |  | 55 | 451122 | 7365741 |  | 4/6/2008 | 72 | 72
668 | 132599 | Sub-artesian Facility | Existing |  | 55 | 450455 | 7369269 |  | 9/6/2008 | 72 | 72
668 | 12030028 | Sub-artesian Facility | Abandoned but still usable | N1 | 55 | 470401 | 7384516 | 347 | 28/5/1974 | 15.2 | 13
668 | 12030029 | Sub-artesian Facility | Abandoned but still usable | N2 | 55 | 470216 | 7384516 | 347.95 | 29/5/1974 | 19.8 | 9
668 | 12030030 | Sub-artesian Facility | Abandoned but still usable | N3 | 55 | 470012 | 7384536 | 347.61 | 29/5/1974 | 10.7 | 8
668 | 12030036 | Sub-artesian Facility | Abandoned but still usable | A1 | 55 | 464808 | 7383722 | 348.99 | 19/5/1974 | 19.8 | 17
668 | 12030037 | Sub-artesian Facility | Abandoned but still usable | A2 | 55 | 464178 | 7383566 | 349.99 | 19/5/1974 | 19.8 | 8
668 | 12030038 | Sub-artesian Facility | Abandoned but still usable | A3(A) | 55 | 463411 | 7383841 | 349.99 | 16/5/1974 | 10.4 | 10
668 | 12030039 | Sub-artesian Facility | Existing | A3B | 55 | 463426 | 7383872 | 349.76 | 16/5/1974 | 53.3 | 31
668 | 12030040 | Sub-artesian Facility | Abandoned but still usable | A4A | 55 | 463182 | 7384105 | 350.3 | 16/5/1974 | 13.1 | 12
668 | 12030041 | Sub-artesian Facility | Abandoned but still usable | A4B | 55 | 463196 | 7384101 | 350.29 | 17/5/1974 | 47.2 | 24
668 | 12030042 | Sub-artesian Facility | Abandoned but still usable | K1 | 55 | 454704 | 7358401 | 375.82 | 15/5/1974 | 10.7 | 5
668 | 12030043 | Sub-artesian Facility | Abandoned but still usable | K2 | 55 | 454758 | 7358404 | 377.34 | 13/5/1974 | 6.1 | 5
668 | 12030044 | Sub-artesian Facility | Abandoned but still usable | K3 | 55 | 454897 | 7358396 | 379.78 | 13/5/1974 | 10.4 | 9
668 | 12030045 | Sub-artesian Facility | Abandoned but still usable | CH1 | 55 | 454630 | 7368942 | 368.75 | 12/5/1974 | 10.7 | 8
668 | 12030046 | Sub-artesian Facility | Abandoned but still usable | CH2 | 55 | 454686 | 7368888 | 368.78 | 12/5/1974 | 15.2 | 8
668 | 12030047 | Sub-artesian Facility | Abandoned but still usable | CH3 | 55 | 454721 | 7368846 | 369.39 | 12/5/1974 | 12.5 | 11
668 | 12030048 | Sub-artesian Facility | Abandoned but still usable | CH4 | 55 | 454804 | 7368802 | 369.39 | 12/5/1974 | 19.8 | 20
668 | 12030067 | Sub-artesian Facility | Abandoned but still usable | R1 | 55 | 455886 | 7350061 | 390.71 | 15/5/1974 | 14.3 | 8
668 | 12030068 | Sub-artesian Facility | Abandoned but still usable | R2 | 55 | 455970 | 7350062 | 389.82 | 16/5/1974 | 10.7 | 10
668 | 12030069 | Sub-artesian Facility | Abandoned and Destroyed | R3 | 55 | 455689 | 7350071 | 390.56 | 16/5/1974 | 2.7 | NA
668 | 12030076 | Sub-artesian Facility | Abandoned but still usable | T12 | 55 | 445752 | 7414375 | 399.08 | 31/5/1974 | 28.3 | 28
668 | 12030077 | Sub-artesian Facility | Existing | T12A | 55 | 445299 | 7413783 | 399.64 | 31/5/1974 | 8.2 | 6
668 | 12030144 | Sub-artesian Facility | Abandoned but still usable | NAP BELYANDO SITE 20 | 55 | 444309 | 7386028 | 380.47 | 1/10/2003 | 70 | 70
668 | 12030145 | Sub-artesian Facility | Existing | NAP BELYANDO SITE 20 | 55 | 444449 | 7386195 |  | 1/10/2003 | 24.2 | 17
668 | 12030146 | Sub-artesian Facility | Abandoned but still usable | NAP BELYANDO SITE 19 | 55 | 480366 | 7384611 | 286.89 | 2/10/2003 | 80 | 55
668 | 12030183 | Sub-artesian Facility | Abandoned and Destroyed | BE-02 | 55 | 473083 | 7370197 |  | 24/8/2010 | 252 | NA
668 | 12030186 | Sub-artesian Facility | Abandoned but still usable |  | 55 | 455844 | 7385759 | 388 | 15/9/2010 | 252 | 65
743 | 1012 | Artesian Bore, Controlled Flow | Abandoned and Destroyed |  | 55 | 337052 | 7609396 | 260.7 |  | 30.78 | 31
743 | 1019 | Artesian Bore, Controlled Flow | Abandoned and Destroyed | BANTY NO. 4 | 55 | 327842 | 7611098 | 272.6 | 1/1/1907 | 176.78 | 115
743 | 1020 | Artesian Bore, Flow Ceased | Existing | BANTY BORE | 55 | 332261 | 7612301 |  | 1/6/1923 | 170.69 | 114
743 | 1029 | Sub-artesian Facility | Existing | BREADY NO.1 BORE | 55 | 332243 | 7606281 |  | 1/5/1932 | 79.55 | NA
743 | 1032 | Sub-artesian Facility | Existing | SAWMILL BORE | 55 | 319599 | 7625627 |  | 1/6/1908 | 192.02 | 73
743 | 1530 | Sub-artesian Facility | Existing |  | 55 | 357848 | 7662738 |  | 7/7/1988 | NA | NA
743 | 1531 | Sub-artesian Facility | Abandoned and Destroyed |  | 55 | 351543 | 7657659 |  |  | NA | NA
743 | 1532 | Sub-artesian Facility | Existing |  | 55 | 360956 | 7663817 |  | 1/11/1937 | NA | NA
743 | 1538 | Sub-artesian Facility | Abandoned and Destroyed |  | 55 | 360432 | 7645634 |  |  | 91.74 | NA
743 | 3320 | Sub-artesian Facility | Existing | CENTRAL BORE | 55 | 292698 | 7673514 | 392.8 | 31/12/1899 | 106.7 | NA
743 | 5939 | Sub-artesian Facility | Abandoned and Destroyed |  | 55 | 353656 | 7608887 |  | 1/1/1934 | 51.5 | 40
743 | 5941 | Sub-artesian Facility | Existing | TROOPER CREEK | 55 | 364879 | 7662682 |  | 18/6/1964 | 93.57 | NA
743 | 5943 | Sub-artesian Facility | Existing |  | 55 | 364820 | 7661363 |  | 26/7/1965 | NA | NA
743 | 5944 | Sub-artesian Facility | Existing | 9 MILE BORE | 55 | 364793 | 7660208 |  | 9/4/1965 | NA | NA
743 | 5945 | Sub-artesian Facility | Existing |  | 55 | 343677 | 7641935 |  | 9/3/1966 | NA | 96
743 | 5947 | Artesian Bore, Controlled Flow | Existing | NO_2_FLOWING_BORE | 55 | 364748 | 7659230 |  | 28/10/1966 | NA | NA
743 | 7391 | Sub-artesian Facility | Abandoned and Destroyed |  | 55 | 318241 | 7633002 |  | 1/6/1929 | NA | 52
743 | 7392 | Sub-artesian Facility | Abandoned and Destroyed |  | 55 | 311624 | 7630849 |  | 1/1/1923 | NA | NA
743 | 7709 | Sub-artesian Facility | Existing | TOMS BORE | 55 | 337136 | 7608702 |  | 1/1/1923 | 91.44 | NA
743 | 8392 | Sub-artesian Facility | Existing | ABERFOYLE NO.6 BORE | 55 | 339422 | 7611048 |  | 1/8/1940 | 76.2 | 52
743 | 8401 | Sub-artesian Facility | Existing | TOP ATHERTON BORE | 55 | 335982 | 7611203 |  | 1/1/1935 | 52.1 | 31
743 | 9606 | Sub-artesian Facility | Abandoned and Destroyed | HOUSE BORE | 55 | 331709 | 7620702 |  | 31/12/1899 | 32.92 | NA
743 | 9723 | Sub-artesian Facility | Abandoned and Destroyed | NO NAME | 55 | 328274 | 7616419 |  | 31/12/1899 | 21.64 | NA
743 | 10744 | Sub-artesian Facility | Existing | HOUSE BORE | 55 | 331572 | 7620411 |  | 30/4/1946 | 33.83 | 29
743 | 10745 | Sub-artesian Facility | Existing | ULVA BORE | 55 | 329647 | 7621966 |  | 24/6/1946 | 36.58 | 12
743 | 11179 | Sub-artesian Facility | Existing | HOMESTEAD BORE | 55 | 315208 | 7636717 |  | 27/8/1947 | 91.44 | 77
743 | 11441 | Sub-artesian Facility | Existing | CORINDA (3) BORE | 55 | 346921 | 7594876 |  | 16/9/1949 | 77.11 | 78
743 | 11484 | Sub-artesian Facility | Existing | CORINDA (5) BORE | 55 | 353199 | 7600364 |  | 23/11/1949 | 67.36 | 67
743 | 11515 | Sub-artesian Facility | Existing | CORINDA (6) BORE | 55 | 359197 | 7599676 |  | 10/8/1963 | 119.17 | 119
743 | 11772 | Sub-artesian Facility | Abandoned and Destroyed | OLD NO. 2 BORE | 55 | 318398 | 7645236 |  | 1/1/1931 | 82.3 | NA
743 | 11779 | Sub-artesian Facility | Abandoned and Destroyed | MELINGA BORE | 55 | 314996 | 7649819 |  | 1/1/1938 | 87.48 | NA
743 | 12029 | Sub-artesian Facility | Existing | CANTEEN BORE | 55 | 339011 | 7617895 |  | 11/6/1952 | 85.04 | 21
743 | 12537 | Sub-artesian Facility | Abandoned and Destroyed |  | 55 | 357036 | 7613481 |  | 1/1/1953 | 97.53 | NA
743 | 13680 | Sub-artesian Facility | Existing |  | 55 | 359973 | 7623477 |  | 6/12/1957 | 137.16 | 127
743 | 14607 | Sub-artesian Facility | Abandoned and Destroyed |  | 55 | 314055 | 7634784 |  | 10/4/1961 | 86 | 95
743 | 16060 | Sub-artesian Facility | Existing | WESLEYS BORE | 55 | 327583 | 7628959 |  | 1/8/1964 | 54.86 | 12.2
743 | 16371 | Sub-artesian Facility | Existing |  | 55 | 373409 | 7590453 |  | 26/7/1965 | 76.2 | 76
743 | 17419 | Sub-artesian Facility | Existing |  | 55 | 363985 | 7652281 |  | 15/6/1967 | 100.58 | 88
743 | 22660 | Sub-artesian Facility | Abandoned and Destroyed |  | 55 | 323940 | 7644256 |  | 12/5/1970 | 106.68 | 84
743 | 22739 | Sub-artesian Facility | Abandoned and Destroyed | FPN KOBURRA 1 | 55 | 323945 | 7644239 | 370.5 | 18/7/1970 | 2962.99 | NA
743 | 26434 | Sub-artesian Facility | Existing | JAMES BORE | 55 | 306091 | 7668331 |  |  | 100.3 | NA
743 | 26499 | Sub-artesian Facility | Existing | RICES BORE | 55 | 328893 | 7618165 |  | 1/1/1957 | 29 | NA
743 | 30196 | Sub-artesian Facility | Existing |  | 55 | 327694 | 7651770 |  | 1/11/1968 | 101.19 | 96
743 | 32980 | Sub-artesian Facility | Existing | DIAMOND BORE | 55 | 374910 | 7593685 |  | 18/9/1969 | 74.68 | 71
743 | 33274 | Sub-artesian Facility | Existing | NARELLAN BORE | 55 | 339172 | 7645766 |  | 21/11/1969 | 133 | 142
743 | 33525 | Sub-artesian Facility | Existing | PATS BORE | 55 | 357179 | 7630434 |  | 30/9/1971 | NA | 137
743 | 34680 | Sub-artesian Facility | Existing | NO. 11 BORE | 55 | 317439 | 7645399 |  | 28/11/1969 | 62.48 | 62
743 | 35513 | Sub-artesian Facility | Existing |  | 55 | 343891 | 7619640 |  | 21/12/1969 | 115.82 | 116
743 | 38827 | Sub-artesian Facility | Existing |  | 55 | 349968 | 7638890 |  | 1/1/1972 | NA | 110
743 | 39802 | Sub-artesian Facility | Existing |  | 55 | 393849 | 7571397 |  | 9/4/1951 | NA | 174
743 | 54627 | Sub-artesian Facility | Existing | HOUSE BORE | 55 | 382895 | 7570700 |  | 15/8/2006 | 409 | 409
743 | 69127 | Sub-artesian Facility | Existing |  | 55 | 327842 | 7611098 |  | 21/3/1985 | 108 | 102
743 | 69625 | Sub-artesian Facility | Existing | TUMUT VALE JOB | 55 | 313785 | 7634855 |  | 4/5/1990 | 78 | 78
743 | 69938 | Sub-artesian Facility | Existing |  | 55 | 310534 | 7658166 |  | 8/3/1994 | 96.3 | 96
743 | 69984 | Sub-artesian Facility | Existing | POLICE CAMP BORE | 55 | 316685 | 7631893 |  | 22/10/1992 | NA | NA
743 | 69985 | Sub-artesian Facility | Existing | FINGER BOARD BORE | 55 | 319984 | 7631563 |  | 4/8/1993 | NA | NA
743 | 93218 | Sub-artesian Facility | Existing |  | 55 | 311231 | 7675107 |  | 9/1/1997 | 94 | 98
743 | 93555 | Sub-artesian Facility | Existing | DAGONS BORE | 55 | 357030 | 7613775 |  | 19/4/1993 | 68 | 68
743 | 93558 | Sub-artesian Facility | Existing | HOUSE BORE | 55 | 353592 | 7609272 |  | 20/4/1993 | 49 | 49
743 | 93749 | Sub-artesian Facility | Existing | SAWMILL BORE | 55 | 319589 | 7625537 |  | 14/12/2000 | 63 | 42
743 | 102614 | Sub-artesian Facility | Existing |  | 55 | 383394 | 7630382 |  | 3/9/2003 | 75.75 | 76
743 | 102615 | Sub-artesian Facility | Existing |  | 55 | 383407 | 7628532 |  | 4/9/2003 | 75.75 | 76
743 | 102616 | Sub-artesian Facility | Existing |  | 55 | 383296 | 7626814 |  | 5/9/2003 | 63.63 | 64
743 | 102829 | Sub-artesian Facility | Existing |  | 55 | 360902 | 7667677 |  | 28/8/2003 | 67.5 | 68
743 | 118125 | Sub-artesian Facility | Existing | HOMESTEAD BORE | 55 | 310880 | 7636239 |  | 21/11/2005 | 100 | 100
743 | 118673 | Artesian Bore, Controlled Flow | Existing | NO 1 BORE | 55 | 328937 | 7604342 |  | 15/11/2005 | 150 | 150
743 | 118943 | Sub-artesian Facility | Existing | ELBA HOUSE BORE | 55 | 299173 | 7664159 |  | 3/5/2007 | 158.19 | 158
743 | 125537 | Sub-artesian Facility | Existing | LYON SWAMP | 55 | 352245 | 7668855 | 318.97 | 2/1/2006 | 36 | 36
743 | 140766 | Sub-artesian Facility | Abandoned and Destroyed | DRY BORE | 55 | 322303 | 7674123 |  | 6/6/2009 | 240 | 15
743 | 146021 | Sub-artesian Facility | Existing | HOUSE BORE | 55 | 298114 | 7675712 |  | 4/4/2008 | 140 | 140
743 | 100320002 | Sub-artesian Facility | Existing | OAKLEY | 55 | 311452 | 7675060 |  | 28/5/1993 | 106 | NA
743 | 100320003 | Sub-artesian Facility | Abandoned and Destroyed | NUMKINBIL 1 | 55 | 346503 | 7617358 |  | 26/5/1993 | 88 | NA
743 | 100320004 | Sub-artesian Facility | Abandoned and Destroyed | NUMKINBIL 2 | 55 | 359425 | 7620243 |  | 26/5/1993 | 47 | NA
744 | 2207 | Sub-artesian Facility | Abandoned and Destroyed | GALILEE | 55 | 391027 | 7549656 |  | 1/1/1913 | NA | NA
744 | 2223 | Sub-artesian Facility | Abandoned and Destroyed | CORINDA 55 | 55 | 376739 | 7536207 |  | 31/12/1899 | NA | NA
744 | 2232 | Sub-artesian Facility | Abandoned and Destroyed | STATION CREEK NO. 40 | 55 | 378360 | 7532771 |  | 1/1/1914 | NA | 93
744 | 2437 | Sub-artesian Facility | Abandoned and Destroyed | GIDYEA BORE | 55 | 388027 | 7511814 |  | 1/1/1916 | NA | NA
744 | 2438 | Sub-artesian Facility | Abandoned and Destroyed | CORK LEASE (3) | 55 | 377929 | 7508645 |  | 1/1/1914 | NA | NA
744 | 2439 | Sub-artesian Facility | Existing | CORK LEASE 4 | 55 | 387546 | 7504101 |  |  | 178.31 | NA
744 | 5940 | Artesian Bore, Controlled Flow | Abandoned and Destroyed |  | 55 | 379049 | 7494952 |  | 1/1/1924 | 245 | 245
744 | 6151 | Sub-artesian Facility | Abandoned and Destroyed | OAKVALE NO 2 | 55 | 394697 | 7533430 |  | 1/1/1928 | NA | 122
744 | 6152 | Sub-artesian Facility | Abandoned and Destroyed | OAKVALE NO. 3 | 55 | 393869 | 7527250 |  | 1/1/1927 | NA | 124
744 | 6350 | Sub-artesian Facility | Abandoned and Destroyed | NO NAME | 55 | 392023 | 7518747 |  | 1/10/1910 | 224.64 | 225
744 | 6500 | Sub-artesian Facility | Abandoned and Destroyed | HOBARTVILLE NO 7 | 55 | 425917 | 7438490 |  | 1/1/1939 | 111.3 | NA
744 | 6559 | Sub-artesian Facility | Existing | WIDGEMAN BORE | 55 | 386895 | 7498242 |  | 18/3/1937 | NA | NA
744 | 7046 | Sub-artesian Facility | Existing | HOUSE BORE | 55 | 395137 | 7511994 |  |  | 124.97 | NA
744 | 7047 | Sub-artesian Facility | Existing | SPRING BORE | 55 | 394656 | 7511872 |  |  | 39.62 | NA
744 | 8506 | Sub-artesian Facility | Abandoned and Destroyed | NO NAME | 55 | 393044 | 7555350 |  | 31/12/1899 | NA | NA
744 | 9292 | Sub-artesian Facility | Existing | NO.3 BORE | 55 | 443870 | 7451311 |  | 31/12/1899 | 92.9 | NA
744 | 9293 | Sub-artesian Facility | Existing | NO.4 BORE | 55 | 436386 | 7471076 | 324.62 | 31/12/1899 | 36.58 | NA
744 | 9294 | Sub-artesian Facility | Existing | NO.5 BORE | 55 | 437480 | 7462874 |  | 1/1/1943 | 102.11 | 97
744 | 10812 | Sub-artesian Facility | Abandoned and Destroyed | NO 2 CAMPION | 55 | 436083 | 7482572 |  | 1/1/1924 | NA | NA
744 | 10813 | Sub-artesian Facility | Abandoned and Destroyed |  | 55 | 435163 | 7478601 |  | 31/12/1899 | 225.6 | NA
744 | 10814 | Sub-artesian Facility | Abandoned and Destroyed | NO NAME | 55 | 431864 | 7486048 |  | 31/12/1899 | NA | NA
744 | 10815 | Sub-artesian Facility | Existing | MURPHY NO 1 | 55 | 426197 | 7482872 |  | 1/11/1975 | 131.6 | 115
744 | 10816 | Sub-artesian Facility | Abandoned and Destroyed | NO NAME | 55 | 428753 | 7479203 |  | 31/12/1899 | NA | NA
744 | 10823 | Sub-artesian Facility | Existing | LENNOX NO 7 | 55 | 430640 | 7474707 |  | 1/11/1975 | 54.2 | 43
744 | 11180 | Sub-artesian Facility | Abandoned and Destroyed | OAKVALE BORE | 55 | 381901 | 7528419 |  | 1/1/1919 | NA | 122
744 | 11644 | Sub-artesian Facility | Existing | TOP BORE | 55 | 378616 | 7495641 |  | 20/11/1950 | 305.71 | 282
744 | 16830 | Sub-artesian Facility | Existing | NO 1 WATER WELL/XOIL | 55 | 394117 | 7545745 |  | 1/1/1964 | 301.2 | 158
744 | 16895 | Sub-artesian Facility | Existing | NANKEROO BORE | 55 | 410061 | 7561628 | 257.59 | 14/7/1966 | 97.54 | 98
744 | 16896 | Sub-artesian Facility | Existing | CASEYS BORE | 55 | 406868 | 7558257 | 263.6 | 5/7/1966 | 123.44 | 123
744 | 16897 | Sub-artesian Facility | Existing | GRICKS BORE | 55 | 417333 | 7530716 | 284.95 | 26/6/1966 | 231.65 | 214
744 | 22367 | Artesian Bore, Controlled Flow | Existing | ENL LAKE GALILEE 1 | 55 | 394416 | 7545886 | 288.8 | 24/11/1964 | NA | 1070
744 | 30929 | Sub-artesian Facility | Existing | TOP ROTTON ROW | 55 | 420932 | 7630416 |  | 1/8/1957 | 68.58 | 66
744 | 33053 | Sub-artesian Facility | Existing |  | 55 | 447806 | 7438260 |  | 31/12/1899 | 74.7 | 39
744 | 33054 | Sub-artesian Facility | Existing |  | 55 | 443041 | 7448915 |  | 31/12/1899 | 158.5 | 147
744 | 33055 | Sub-artesian Facility | Abandoned and Destroyed |  | 55 | 429869 | 7450217 |  | 31/12/1899 | 227.2 | NA
744 | 33056 | Sub-artesian Facility | Abandoned and Destroyed |  | 55 | 427162 | 7440696 |  | 31/12/1899 | 103.7 | NA
744 | 33587 | Sub-artesian Facility | Existing |  | 55 | 417633 | 7509700 |  |  | 152.4 | NA
744 | 36400 | Sub-artesian Facility | Existing |  | 55 | 419234 | 7589965 |  | 31/12/1899 | NA | NA
744 | 36401 | Sub-artesian Facility | Existing |  | 55 | 435204 | 7587181 |  | 27/4/1972 | 62.5 | 62
744 | 36914 | Sub-artesian Facility | Abandoned and Destroyed | DUNROBIN NO2 | 55 | 418254 | 7497789 |  | 31/12/1899 | 60.1 | NA
744 | 36918 | Sub-artesian Facility | Existing | CARMICHAEL BORE | 55 | 421717 | 7503505 |  | 15/10/1968 | 48.76 | 40
744 | 38916 | Sub-artesian Facility | Existing |  | 55 | 423619 | 7472707 | 442.38 | 26/10/1972 | 121.92 | 85
744 | 39801 | Sub-artesian Facility | Existing |  | 55 | 401187 | 7569715 |  | 26/5/1975 | NA | 92
744 | 43440 | Sub-artesian Facility | Existing |  | 55 | 430673 | 7471760 | 364 | 26/10/1972 | 51.82 | 52
744 | 44399 | Sub-artesian Facility | Existing | BEDFORDS BORE | 55 | 436964 | 7502294 | 281.7 | 1/1/1931 | 66.44 | NA
744 | 44400 | Sub-artesian Facility | Existing |  | 55 | 427972 | 7508716 | 324.5 | 1/1/1931 | 100.58 | 75
744 | 44401 | Sub-artesian Facility | Abandoned and Destroyed | NEW BORE | 55 | 435462 | 7498226 |  | 1/1/1966 | 158.49 | 158
744 | 44402 | Sub-artesian Facility | Existing | DEEP BORE | 55 | 425052 | 7494552 |  | 31/12/1899 | 188.97 | NA
744 | 44442 | Sub-artesian Facility | Existing | LANCEWOOD BORE | 55 | 438404 | 7529594 |  | 5/10/1973 | NA | 52
744 | 44487 | Sub-artesian Facility | Existing | BIMBAH BORE | 55 | 424316 | 7530383 |  | 17/10/1973 | 46.9 | NA
744 | 44488 | Sub-artesian Facility | Existing | COCKATOO BORE | 55 | 434140 | 7529822 |  | 17/10/1973 | 30.1 | NA
744 | 47637 | Sub-artesian Facility | Existing | SITE NO 2 | 55 | 431780 | 7594906 |  | 4/10/1977 | 36 | NA
744 | 47638 | Sub-artesian Facility | Existing | SITE NO 3 | 55 | 430935 | 7597284 |  | 5/10/1977 | 36 | NA
744 | 47639 | Sub-artesian Facility | Existing | SITE NO 6 | 55 | 425622 | 7615420 |  | 9/11/1977 | 3.8 | 4
744 | 47640 | Sub-artesian Facility | Existing | SITE NO 8 | 55 | 431160 | 7596690 |  | 9/11/1977 | NA | NA
744 | 51690 | Sub-artesian Facility | Existing |  | 55 | 448174 | 7452944 |  | 31/12/1899 | 30.4 | NA
744 | 62625 | Sub-artesian Facility | Existing | SOAK BORE | 55 | 436052 | 7531743 | 275.96 | 17/3/1983 | 91.5 | 92
744 | 62753 | Sub-artesian Facility | Existing | FIERY BORE | 55 | 418835 | 7534219 |  | 1/1/1937 | 161.5 | NA
744 | 62754 | Sub-artesian Facility | Existing | 9 MILE BORE | 55 | 418833 | 7548212 |  | 31/12/1899 | 91.4 | NA
744 | 62781 | Sub-artesian Facility | Existing | NEW SHELLEYS BORE | 55 | 439934 | 7530187 |  | 10/9/1983 | 66 | 66
744 | 67000 | Sub-artesian Facility | Existing |  | 55 | 414482 | 7519898 |  | 1/1/1913 | NA | NA
744 | 67001 | Sub-artesian Facility | Existing |  | 55 | 424799 | 7527186 |  | 1/1/1953 | NA | NA
744 | 67028 | Sub-artesian Facility | Abandoned and Destroyed | GOLSPIE HUT BORE | 55 | 438352 | 7509715 | 268 | 31/12/1899 | 79.24 | 67
744 | 67626 | Sub-artesian Facility | Existing |  | 55 | 424423 | 7530138 | 279.58 | 24/7/1987 | 137 | 52
744 | 69288 | Sub-artesian Facility | Existing |  | 55 | 392873 | 7496093 |  | 28/1/1986 | 50.5 | 30
744 | 69439 | Sub-artesian Facility | Existing | NEW HOUSE BORE | 55 | 417883 | 7510328 |  | 8/7/1986 | 68 | 54
744 | 69440 | Sub-artesian Facility | Existing | NEW TOP BORE | 55 | 416572 | 7515029 |  | 14/7/1986 | 91 | 60
744 | 69441 | Sub-artesian Facility | Existing | SALT FLAT BORE | 55 | 420843 | 7510889 |  | 16/7/1986 | 45 | 45
744 | 69442 | Sub-artesian Facility | Existing | BOB TANK BORE | 55 | 422890 | 7511935 |  | 18/7/1986 | 41 | 32
744 | 69443 | Sub-artesian Facility | Existing | CARMICHAEL BORE | 55 | 421270 | 7506720 | 289.07 | 21/7/1986 | 40 | 31
744 | 69451 | Sub-artesian Facility | Existing |  | 55 | 393593 | 7516350 |  | 18/9/1987 | 82.9 | 79
744 | 69458 | Sub-artesian Facility | Proposed | PROPOSED BORE!! | 55 | 447892 | 7447833 |  |  | NA | NA
744 | 69628 | Sub-artesian Facility | Existing | PARROTTS BORE | 55 | 395546 | 7510736 |  | 11/1/1990 | 91.44 | 79
744 | 69838 | Sub-artesian Facility | Existing | 6 MILE BORE | 55 | 393961 | 7519492 |  | 17/9/1992 | 285.06 | NA
744 | 69934 | Sub-artesian Facility | Existing | HOUSE? | 55 | 376951 | 7535804 |  | 29/2/1992 | 121.92 | 350
744 | 70308 | Sub-artesian Facility | Existing |  | 55 | 439280 | 7619223 |  | 28/8/1987 | NA | NA
744 | 89071 | Sub-artesian Facility | Existing | STALLION BORE | 55 | 434239 | 7605514 | 266 | 26/2/1990 | 45.72 | 32
744 | 89072 | Sub-artesian Facility | Existing | GUM BORE | 55 | 426589 | 7598813 | 320.3 | 1/3/1990 | 50.29 | 43
744 | 89073 | Sub-artesian Facility | Existing | JUNCTION BORE | 55 | 436107 | 7597782 | 320.14 | 1/3/1990 | 59.44 | 50
744 | 89369 | Sub-artesian Facility | Existing | WIDGEMAN BORE | 55 | 386773 | 7497798 |  | 14/11/1992 | 158.5 | 134
744 | 89471 | Sub-artesian Facility | Existing | RECONDITIONED BORE | 55 | 418075 | 7519710 |  | 4/3/1993 | 85.3 | 66
744 | 90212 | Sub-artesian Facility | Existing | SHELLYS BORE | 55 | 439992 | 7528767 |  | 8/12/1993 | 84 | 84
744 | 93058 | Sub-artesian Facility | Existing | EASTMERE HOMESTEAD BORE | 55 | 388696 | 7511748 |  | 12/11/1992 | 285 | 121
744 | 93059 | Sub-artesian Facility | Existing |  | 55 | 380047 | 7518728 |  | 24/9/1992 | 246.9 | 138
744 | 93819 | Sub-artesian Facility | Existing | 3 MILE BORE | 55 | 384622 | 7511808 |  | 5/7/2001 | 311 | 204
744 | 93822 | Sub-artesian Facility | Existing | STAPLETON BORE | 55 | 386968 | 7524356 |  | 8/8/2001 | 271 | 179
744 | 93827 | Sub-artesian Facility | Existing | CASHMERE BORE | 55 | 393609 | 7504287 |  | 18/8/2001 | 240 | 240
744 | 93853 | Sub-artesian Facility | Proposed | FLEETWOOD HOUSE BORE | 55 | 377162 | 7535420 |  |  | NA | NA
744 | 96545 | Sub-artesian Facility | Existing | MOSQUITO BORE | 55 | 400295 | 7571749 | 292 | 21/3/1995 | 234 | 234
744 | 103231 | Sub-artesian Facility | Existing | POISON BORE | 55 | 439028 | 7534951 |  | 13/12/1998 | 97.54 | 85
744 | 103334 | Sub-artesian Facility | Existing | NUMBER 2 | 55 | 418235 | 7498288 | 316 | 19/4/2000 | 73 | 69
744 | 103565 | Sub-artesian Facility | Existing |  | 55 | 428493 | 7541524 | 352 | 20/6/2002 | 88 | 75
744 | 103875 | Sub-artesian Facility | Existing |  | 55 | 415455 | 7588692 |  | 28/8/2008 | 78 | 78
744 | 103876 | Sub-artesian Facility | Existing |  | 55 | 416061 | 7592112 |  | 27/8/2008 | 73.6 | 74
744 | 103877 | Sub-artesian Facility | Abandoned and Destroyed |  | 55 | 425379 | 7607254 |  | 29/8/2008 | 90 | NA
744 | 103878 | Sub-artesian Facility | Existing |  | 55 | 426591 | 7614110 |  | 29/12/2005 | 61.5 | 62
744 | 103982 | Sub-artesian Facility | Existing |  | 55 | 437290 | 7509302 |  | 23/12/2005 | 96 | 96
744 | 118164 | Sub-artesian Facility | Existing | TOP BORE | 55 | 396484 | 7512703 |  | 25/8/2003 | 150 | NA
744 | 118169 | Sub-artesian Facility | Existing | NEW BORE | 55 | 387135 | 7528009 |  | 6/4/2004 | 204 | 204
744 | 118253 | Sub-artesian Facility | Existing | MANDYS BORE | 55 | 389570 | 7554808 |  | 17/2/2003 | 389 | 389
744 | 118371 | Sub-artesian Facility | Existing | GIDYEA | 55 | 389015 | 7509429 |  | 8/6/2004 | 264 | 264
744 | 118534 | Sub-artesian Facility | Existing | LANE | 55 | 396481 | 7513181 |  | 12/6/2004 | 125 | 125
780 | 288 | Sub-artesian Facility | Abandoned and Destroyed |  | 55 | 411040 | 7389711 |  |  | 33.52 | NA
780 | 289 | Sub-artesian Facility | Abandoned and Destroyed | JERICHO NO 2 RAILWAY BORE | 55 | 411040 | 7389732 | 349.5 | 1/5/1903 | 1072.29 | 756
780 | 290 | Sub-artesian Facility | Existing | FORREST S.R.F. | 55 | 389347 | 7391906 |  |  | 4 | NA
780 | 291 | Sub-artesian Facility | Abandoned and Destroyed | ALICE RIVER STATION | 55 | 375921 | 7393645 | 303 |  | 15.24 | NA
780 | 292 | Artesian Bore, Controlled Flow | Abandoned and Destroyed | BACK CK NO.1 | 55 | 364073 | 7393456 | 296.6 |  | 54.86 | NA
780 | 293 | Artesian Bore, Flow Ceased | Existing | BACK CREEK NO.2 | 55 | 363882 | 7392538 |  | 5/2/1906 | 321.87 | 322
780 | 294 | Sub-artesian Facility | Abandoned and Destroyed | CENTRAL RAILWAY | 55 | 334985 | 7393146 |  |  | NA | NA
780 | 372 | Sub-artesian Facility | Abandoned and Destroyed | JERICHO TOWN NO 1 BORE | 55 | 411751 | 7389625 |  |  | 71.32 | NA
780 | 373 | Sub-artesian Facility | Abandoned and Destroyed |  | 55 | 410994 | 7388985 |  | 1/8/1944 | 91.44 | 71
780 | 1117 | Sub-artesian Facility | Existing | NO.1 BORE | 55 | 420777 | 7386160 |  | 1/1/1914 | 222.5 | 222
780 | 1146 | Sub-artesian Facility | Abandoned and Destroyed | RAILWAY WELL | 55 | 361452 | 7384082 |  |  | NA | NA
780 | 1353 | Sub-artesian Facility | Existing | SOUTH DELTA BORE 3 | 55 | 356655 | 7358137 |  | 1/1/1926 | 219.46 | NA
780 | 1359 | Artesian Bore, Uncontrolled Flow | Existing | WOODEND BORE | 55 | 330190 | 7399790 | 274.5 |  | 451.72 | 183
780 | 1360 | Artesian Bore, Uncontrolled Flow | Existing | FLOWING BORE | 55 | 339611 | 7398136 |  |  | 227.38 | NA
780 | 1361 | Artesian Bore, Flow Ceased | Existing | HOUSE BORE | 55 | 339476 | 7398207 |  | 1/1/1912 | 184.71 | NA
780 | 1362 | Artesian Bore, Uncontrolled Flow | Existing | MYRTLEVALE BORE GF109 | 55 | 333022 | 7395523 | 265 | 1/1/1902 | 304.5 | NA
780 | 1368 | Artesian Bore, Controlled Flow | Existing | JACONDOLL NO.1 | 55 | 340531 | 7390337 | 277.2 |  | 309.68 | 310
780 | 1369 | Artesian Bore, Controlled Flow | Existing | JACCONDOLL NO.2 | 55 | 335612 | 7387495 |  |  | NA | 426
780 | 1370 | Sub-artesian Facility | Existing | JACCONDOLL NO.3 | 55 | 334444 | 7379132 |  | 21/5/1918 | 705.31 | 555
780 | 1376 | Artesian Bore, Flow Ceased | Existing | OLD HOUSE BORE | 55 | 356774 | 7388725 |  | 1/1/1910 | 418.19 | 303
780 | 1377 | Artesian Bore, Flow Ceased | Existing | WALKERS SELECTION | 55 | 353797 | 7389371 | 301.9 | 1/1/1905 | 275.23 | 61
780 | 1378 | Artesian Bore, Uncontrolled Flow | Abandoned and Destroyed | STIBBARDS | 55 | 331295 | 7392824 |  | 1/1/1905 | 396.24 | NA
780 | 1381 | Artesian Bore, Controlled Flow | Existing | CLOVER HILLS NO 1 | 55 | 332268 | 7363875 | 279.3 | 29/12/1921 | 649.22 | 641
780 | 1382 | Artesian Bore, Controlled Flow | Existing | CLOVER HILLS NO 2 | 55 | 336724 | 7355123 | 295.8 | 1/1/1908 | 640.99 | 709
780 | 1385 | Artesian Bore, Uncontrolled Flow | Existing | CLOVER HILLS NO 5 | 55 | 342577 | 7362186 |  | 17/7/1921 | 350.52 | 318
780 | 1386 | Artesian Bore, Controlled Flow | Existing | KYNETON | 55 | 337668 | 7365072 | 285.4 |  | 621.79 | 386
780 | 1391 | Artesian Bore, Flow Ceased | Existing | PORCUPINE BORE | 55 | 354081 | 7395024 | 292.6 |  | 131.06 | 91.4
780 | 1392 | Sub-artesian Facility | Existing | MAXWELLS BORE | 55 | 358721 | 7397301 | 304 |  | 182.88 | 49
780 | 1393 | Artesian Bore, Uncontrolled Flow | Abandoned and Destroyed | FLOWING BORE | 55 | 342505 | 7404898 | 294.3 |  | 316.99 | 226
780 | 1396 | Sub-artesian Facility | Abandoned and Destroyed |  | 55 | 369559 | 7400999 | 356.5 | 31/12/1899 | 75.28 | 60
780 | 1397 | Sub-artesian Facility | Existing | OLD BORE | 55 | 362409 | 7401625 | 325.4 | 1/1/1905 | 96.01 | 61
780 | 1398 | Sub-artesian Facility | Existing | STAKE YARD BORE | 55 | 355575 | 7401393 | 298.7 | 1/1/1908 | 60.96 | 58
780 | 1399 | Sub-artesian Facility | Existing | HOUSE BORE | 55 | 366102 | 7413445 |  | 1/1/1912 | 99.06 | 91
780 | 1400 | Sub-artesian Facility | Abandoned and Destroyed | NO NAME | 55 | 365648 | 7415140 |  | 1/1/1908 | NA | NA
780 | 1401 | Sub-artesian Facility | Abandoned and Destroyed | EDWARDS BORE | 55 | 363039 | 7395020 | 301.9 | 1/1/1908 | 88.39 | 58
780 | 1402 | Sub-artesian Facility | Abandoned and Destroyed | WOOLSHED BORE | 55 | 348572 | 7406425 |  | 1/1/1909 | 39.62 | 31
780 | 1403 | Sub-artesian Facility | Abandoned and Destroyed | VALLEY DOWNS (2) | 55 | 351093 | 7404764 |  | 1/1/1911 | NA | 73
780 | 1404 | Sub-artesian Facility | Existing |  | 55 | 354967 | 7402494 |  | 1/1/1918 | 85.34 | 22
780 | 1405 | Sub-artesian Facility | Abandoned and Destroyed | VALLEY DOWNS (4) | 55 | 348544 | 7405272 |  | 1/1/1918 | NA | 58
780 | 1406 | Sub-artesian Facility | Existing |  | 55 | 370130 | 7396085 | 347.7 | 1/8/1937 | 109.73 | 110
780 | 1407 | Sub-artesian Facility | Existing |  | 55 | 372876 | 7397649 | 349.8 | 1/1/1937 | 67.06 | 40
780 | 1408 | Sub-artesian Facility | Existing | CENTRE BORE | 55 | 348827 | 7399124 |  | 1/1/1911 | NA | 59
780 | 2139 | Sub-artesian Facility | Existing | OLD HOUSE BORE | 55 | 357545 | 7415956 | 321.1 | 22/5/1956 | 607.47 | 92
780 | 2141 | Sub-artesian Facility | Existing | BLOODWOOD BORE | 55 | 371935 | 7415630 |  | 1/10/1939 | 141.43 | 128
780 | 2142 | Artesian Bore, Flow Ceased | Existing | HOUSE BORE NO. 5 | 55 | 349972 | 7411421 | 277.2 |  | 237.74 | 162
780 | 2147 | Sub-artesian Facility | Existing | ANT BED | 55 | 365954 | 7409063 |  |  | 173.74 | NA
780 | 2148 | Artesian Bore, Flow Ceased | Existing | ELTON NO 10 BORE | 55 | 345382 | 7418765 | 273.2 | 1/1/1904 | 230.43 | 89
780 | 2154 | Artesian Bore, Uncontrolled Flow | Existing | NUMBER 16 | 55 | 345568 | 7413497 | 272.6 | 1/9/1906 | 237.13 | 176
780 | 2161 | Sub-artesian Facility | Existing | NUMBER 23 BORE | 55 | 356954 | 7411173 | 338.5 | 20/3/1937 | 212.14 | 75
780 | 2164 | Sub-artesian Facility | Existing | HOUSE BORE | 55 | 353250 | 7417313 |  | 1/2/1948 | 96.01 | 52
780 | 2167 | Artesian Bore, Controlled Flow | Abandoned and Destroyed | HANNAYS BORE | 55 | 340468 | 7416675 |  | 1/1/1915 | 200.56 | 174
780 | 2393 | Artesian Bore, Flow Ceased | Existing | HOUSE BORE | 55 | 348539 | 7383827 |  |  | 408.4 | NA
780 | 2394 | Artesian Bore, Controlled Flow | Existing | HOUSE AKA OLD DELTA BORE | 55 | 350783 | 7359849 |  | 31/12/1899 | 566.93 | 533
780 | 2395 | Artesian Bore, Flow Ceased | Existing | DELTA NO 2 | 55 | 363215 | 7363308 |  | 7/10/1939 | 74.98 | 68
780 | 2396 | Sub-artesian Facility | Existing | PATRICK CREEK BORE | 55 | 349437 | 7364984 |  | 1/1/1913 | 240.49 | 238
780 | 2397 | Artesian Bore, Flow Ceased | Existing | SCRUBBY MILL | 55 | 357310 | 7363274 |  | 3/10/1914 | 146.61 | 133
780 | 2398 | Sub-artesian Facility | Existing | DINGO NO 1 | 55 | 363158 | 7357590 |  | 7/10/1939 | 79.55 | 72
780 | 2399 | Artesian Bore, Controlled Flow | Existing | SALT CREEK BORE | 55 | 344114 | 7358846 |  | 1/1/1914 | 313.64 | 326
780 | 2401 | Sub-artesian Facility | Existing | BOTTOM BORE | 55 | 388762 | 7383593 |  | 1/1/1915 | 30.48 | 30
780 | 2402 | Sub-artesian Facility | Existing | HOUSE BORE | 55 | 383820 | 7373118 |  |  | 70.1 | NA
780 | 2403 | Sub-artesian Facility | Existing | MIDDLE BORE | 55 | 385481 | 7378230 |  | 1/1/1915 | 138.4 | 122
780 | 2404 | Sub-artesian Facility | Abandoned and Destroyed | NO NAME | 55 | 382076 | 7376580 |  | 1/1/1915 | NA | 87
780 | 2652 | Artesian Bore, Flow Ceased | Existing | EVORA NO.2 | 55 | 359172 | 7345340 | 323.6 | 1/1/1909 | 762 | NA
780 | 2654 | Artesian Bore, Flow Ceased | Existing | EVORA NUMBER 4 BORE | 55 | 350377 | 7349879 |  | 2/3/1914 | 421.84 | 94
780 | 2655 | Artesian Bore, Flow Ceased | Existing | EVORA NO 5 | 55 | 350965 | 7352562 |  | 1/1/1920 | 335.28 | NA
780 | 2664 | Sub-artesian Facility | Abandoned and Destroyed |  | 55 | 370792 | 7359884 |  | 1/6/1943 | NA | 49
780 | 2674 | Sub-artesian Facility | Abandoned and Destroyed | ROSTREVOR | 55 | 363915 | 7349891 |  | 1/1/1920 | NA | 148
780 | 2677 | Sub-artesian Facility | Abandoned and Destroyed | PARKGATE (2) | 55 | 371359 | 7355210 |  | 20/2/1926 | NA | NA
780 | 2679 | Sub-artesian Facility | Abandoned and Destroyed |  | 55 | 385976 | 7369178 |  |  | NA | NA
780 | 2774 | Sub-artesian Facility | Abandoned and Destroyed | TRIAL BORE (A) | 55 | 346390 | 7394027 |  |  | NA | NA
780 | 2775 | Sub-artesian Facility | Abandoned and Destroyed | TRIAL BORE (B) | 55 | 346390 | 7394027 |  |  | NA | NA
780 | 2776 | Sub-artesian Facility | Existing | HOUSE BORE | 55 | 346390 | 7394027 |  | 8/2/1973 | 115.8 | 25
780 | 2777 | Artesian Bore, Uncontrolled Flow | Existing | NO 1 BORE | 55 | 342496 | 7394071 | 277.8 |  | 323.09 | 179
780 | 2778 | Artesian Bore, Flow Ceased | Existing | SHED MILL BORE | 55 | 344463 | 7394623 | 278.1 | 1/1/1903 | 358.75 | 64
780 | 2779 | Artesian Bore, Uncontrolled Flow | Existing | HOUSE BORE | 55 | 341716 | 7394755 | 279.3 | 1/1/1903 | 359.66 | 152
780 | 2780 | Artesian Bore, Flow Ceased | Abandoned and Destroyed |  | 55 | 343652 | 7393714 |  |  | 337.72 | NA
780 | 2781 | Sub-artesian Facility | Existing | MUD TANK BORE | 55 | 342969 | 7398982 |  | 7/2/1973 | 70.1 | 70
780 | 2782 | Artesian Bore, Uncontrolled Flow | Existing | PLAIN BORE | 55 | 342297 | 7400622 | 266.8 | 30/12/1923 | 183 | 183
780 | 2978 | Artesian Bore, Controlled Flow | Existing | ROCKY BORE | 55 | 337808 | 7352091 | 300.1 |  | 720.24 | 518
780 | 3070 | Sub-artesian Facility | Abandoned and Destroyed |  | 55 | 403254 | 7398008 |  |  | 121.9 | NA
780 | 3071 | Sub-artesian Facility | Abandoned and Destroyed | NO.2 BORE | 55 | 399147 | 7413000 |  | 1/5/1947 | 143.9 | NA
780 | 3072 | Sub-artesian Facility | Abandoned and Destroyed | EDWINSTOWE NO.3 BORE | 55 | 392779 | 7411893 |  | 1/1/1913 | 170.7 | 155
780 | 3073 | Sub-artesian Facility | Existing | EDWINSTOWE NO.4 BORE | 55 | 382160 | 7410998 |  | 1/1/1913 | 156.7 | 157
780 | 3074 | Sub-artesian Facility | Existing | TEN MILE BORE | 55 | 406313 | 7412271 |  | 1/1/1915 | 115.2 | 107
780 | 3077 | Sub-artesian Facility | Existing | NO.1 BORE | 55 | 405379 | 7417395 |  | 1/1/1910 | 114 | 114
780 | 3081 | Sub-artesian Facility | Existing |  | 55 | 400360 | 7394004 |  |  | NA | NA
780 | 3082 | Sub-artesian Facility | Existing | IGHTHAM NO 1 | 55 | 390938 | 7398454 |  | 1/11/1975 | NA | 49
780 | 3083 | Sub-artesian Facility | Existing | IGHTHAM NO 2 | 55 | 387037 | 7395151 |  | 1/11/1975 | NA | 92
780 | 3084 | Sub-artesian Facility | Existing | IGHTHAM NO 3 | 55 | 393447 | 7394378 |  | 1/11/1975 | NA | 55
780 | 3085 | Sub-artesian Facility | Abandoned and Destroyed | NO 4 BORE | 55 | 384873 | 7402401 |  |  | NA | NA
780 | 3086 | Sub-artesian Facility | Existing |  | 55 | 390476 | 7400318 |  |  | NA | NA
780 | 3087 | Sub-artesian Facility | Abandoned and Destroyed |  | 55 | 392354 | 7388064 |  |  | 198 | NA
780 | 3088 | Sub-artesian Facility | Abandoned and Destroyed |  | 55 | 389209 | 7390891 |  |  | 15.2 | NA
780 | 3089 | Sub-artesian Facility | Existing | HIGH MILL WELL | 55 | 390733 | 7386294 |  | 1/1/1914 | 32 | 32
780 | 3090 | Sub-artesian Facility | Existing | MIDDLE WATER BORE | 55 | 391404 | 7390148 |  | 1/1/1915 | 19.8 | 20
780 | 3091 | Sub-artesian Facility | Existing |  | 55 | 405265 | 7388145 |  | 1/1/1912 | 144.8 | 145
780 | 3093 | Sub-artesian Facility | Abandoned and Destroyed |  | 55 | 382384 | 7390274 |  |  | NA | NA
780 | 3094 | Sub-artesian Facility | Existing | WOLOLLA NO.1 BORE | 55 | 394867 | 7387607 |  | 1/1/1910 | 42.7 | NA
780 | 3095 | Sub-artesian Facility | Existing | WOLOLLA NO.2 BORE | 55 | 402124 | 7388533 |  | 1/1/1912 | 141.7 | NA
780 | 3096 | Sub-artesian Facility | Abandoned and Destroyed | WOLOLLA NO.3 BORE | 55 | 394459 | 7377468 |  | 1/1/1915 | 152.4 | NA
780 | 5290 | Sub-artesian Facility | Existing | JERSY MILL BORE | 55 | 344461 | 7404042 |  | 23/5/1942 | 98.75 | 99
780 | 5555 | Sub-artesian Facility | Abandoned and Destroyed |  | 55 | 368036 | 7385139 |  |  | NA | NA
780 | 5556 | Sub-artesian Facility | Abandoned and Destroyed | THE WELL | 55 | 370709 | 7384489 |  |  | 137.46 | NA
780 | 5557 | Sub-artesian Facility | Existing | NO 2 BORE | 55 | 366505 | 7381810 |  |  | 57.3 | NA
780 | 5558 | Sub-artesian Facility | Existing | CLARKS BORE | 55 | 373437 | 7382042 |  |  | 36.9 | NA
780 | 5559 | Sub-artesian Facility | Abandoned and Destroyed | REPLACED BY RN.12133 | 55 | 378023 | 7387974 |  |  | NA | NA
780 | 5560 | Sub-artesian Facility | Existing | ROCKLEA BORE | 55 | 384811 | 7389010 |  | 1/1/1935 | 74.7 | 75
780 | 5570 | Sub-artesian Facility | Existing |  | 55 | 341656 | 7385270 |  | 1/1/1912 | 286.51 | 274
780 | 5646 | Sub-artesian Facility | Existing | LOCHNAGAR NO.8 | 55 | 363627 | 7390600 |  |  | 39.62 | 40
780 | 5647 | Sub-artesian Facility | Abandoned and Destroyed | LOCHNAGAR 2 | 55 | 367063 | 7389808 |  |  | NA | NA
780 | 5648 | Sub-artesian Facility | Abandoned and Destroyed | LOCHNAGAR | 55 | 368262 | 7387356 |  |  | NA | NA
780 | 5649 | Sub-artesian Facility | Abandoned and Destroyed | LOCHNAGAR | 55 | 371899 | 7388653 |  |  | NA | NA
780 | 5650 | Sub-artesian Facility | Existing | LOCHNAGAR NO.5 | 55 | 377937 | 7396752 |  | 1/6/1937 | 30.48 | NA
780 | 5716 | Sub-artesian Facility | Existing |  | 55 | 414136 | 7398047 |  |  | NA | NA
780 | 5717 | Sub-artesian Facility | Abandoned and Destroyed |  | 55 | 409287 | 7397400 |  | 18/9/1930 | 34.7 | NA
780 | 5875 | Sub-artesian Facility | Existing | INVERURIE A | 55 | 411960 | 7401530 |  | 10/7/1937 | NA | NA
780 | 5876 | Sub-artesian Facility | Existing | INVERURIE B | 55 | 409893 | 7401233 |  | 10/7/1937 | NA | NA
780 | 5877 | Sub-artesian Facility | Existing | INVEURIE C | 55 | 412438 | 7409336 |  | 10/7/1937 | NA | NA
780 | 5907 | Sub-artesian Facility | Existing | RIVER PADDOCK BORE | 55 | 359631 | 7383573 |  | 1/1/1937 | 59.44 | 46
780 | 5908 | Sub-artesian Facility | Existing |  | 55 | 371351 | 7403351 |  | 1/1/1937 | 128.02 | 61
780 | 5920 | Sub-artesian Facility | Existing | TURKEY NEST BORE | 55 | 345297 | 7402664 |  | 1/1/1938 | 170.69 | 91
780 | 6042 | Sub-artesian Facility | Existing | SANDALWOOD WELL | 55 | 382875 | 7409321 |  | 1/1/1935 | 1.8 | NA
780 | 6423 | Artesian Bore, Uncontrolled Flow | Abandoned and Destroyed |  | 55 | 382110 | 7365867 |  | 1/12/1934 | NA | 61
780 | 6821 | Sub-artesian Facility | Existing | 19 MILE BORE | 55 | 357173 | 7393285 |  | 27/4/1937 | 118.87 | NA
780 | 7321 | Sub-artesian Facility | Existing | SALT BORE | 55 | 352095 | 7379550 |  | 10/12/1938 | 198.12 | 190
780 | 7660 | Sub-artesian Facility | Proposed |  | 55 | 418607 | 7398476 |  |  | NA | NA
780 | 7661 | Sub-artesian Facility | Abandoned and Destroyed | NO. 2 BORE | 55 | 419997 | 7402619 |  | 1/1/1917 | 121.9 | 122
780 | 7662 | Sub-artesian Facility | Existing | ROSEFIELD NO.3 BORE | 55 | 419675 | 7398448 |  | 1/1/1931 | 42.7 | NA
780 | 7777 | Sub-artesian Facility | Existing | BASHFORDS BORE | 55 | 361957 | 7404497 |  | 1/1/1935 | 169.47 | NA
780 | 7782 | Sub-artesian Facility | Existing | SOUTHERN CROSS BORE | 55 | 372188 | 7409577 |  | 1/1/1934 | 128 | 128
780 | 7902 | Sub-artesian Facility | Existing | HOME PADDOCK BORE | 55 | 349037 | 7386531 |  | 1/1/1904 | 365.76 | NA
780 | 7903 | Artesian Bore, Controlled Flow | Abandoned and Destroyed | NO NAME | 55 | 359191 | 7378274 |  | 31/12/1899 | 307.54 | NA
780 | 7904 | Sub-artesian Facility | Existing | POISON BORE | 55 | 363600 | 7378768 |  | 17/10/1939 | 137.16 | 137
780 | 9004 | Sub-artesian Facility | Existing | AIRSTRIP BORE | 55 | 350604 | 7404872 |  | 1/1/1941 | 106.68 | 97
780 | 9911 | Sub-artesian Facility | Existing | GISELLA BORE | 55 | 378777 | 7378544 |  | 1/1/1940 | 31.09 | NA
780 | 9912 | Sub-artesian Facility | Abandoned and Destroyed | NO NAME | 55 | 383437 | 7381331 |  | 31/12/1899 | NA | NA
780 | 9980 | Artesian Bore, Controlled Flow | Abandoned and Destroyed | FLOWING BORE | 55 | 349675 | 7390255 |  | 22/10/1944 | 96.62 | 97
780 | 10260 | Sub-artesian Facility | Abandoned and Destroyed |  | 55 | 405527 | 7386341 |  | 1/1/1912 | 106.68 | NA
780 | 10261 | Sub-artesian Facility | Abandoned and Destroyed |  | 55 | 407562 | 7387172 |  | 1/1/1913 | 45.72 | NA
780 | 10262 | Sub-artesian Facility | Existing | LOCK NESSE WELL | 55 | 387564 | 7386571 |  | 31/12/1899 | 3 | NA
780 | 10263 | Artesian Bore, Uncontrolled Flow | Existing | JAPANESE SPRING WELL | 55 | 388080 | 7385909 |  | 1/1/1902 | 3 | NA
780 | 10264 | Artesian Bore, Uncontrolled Flow | Abandoned and Destroyed |  | 55 | 387201 | 7390084 |  | 31/12/1899 | 30.5 | NA
780 | 10878 | Sub-artesian Facility | Abandoned and Destroyed | LOCHNAGAR NO.13 | 55 | 372972 | 7386124 |  | 1/1/1947 | 31 | 33
780 | 11056 | Sub-artesian Facility | Existing |  | 55 | 378178 | 7405140 |  | 9/11/1948 | 395.3 | 389
780 | 11195 | Sub-artesian Facility | Existing |  | 55 | 386079 | 7365082 |  | 19/4/1948 | 67.67 | 58
780 | 11462 | Sub-artesian Facility | Existing | HOUSE BORE | 55 | 368458 | 7383873 |  | 15/10/1949 | 100.58 | 96
780 | 11538 | Sub-artesian Facility | Existing | NEW HOUSE BORE | 55 | 357210 | 7388425 |  | 1/1/1949 | 89.92 | 85
780 | 11557 | Sub-artesian Facility | Existing | MIDDLE BORE | 55 | 351616 | 7411796 |  | 3/3/1950 | 125 | 107
780 | 11902 | Sub-artesian Facility | Existing | NEW BORE | 55 | 353953 | 7375098 |  | 19/1/1952 | 166.12 | 166
780 | 12133 | Sub-artesian Facility | Existing | WOOLAHRA | 55 | 378023 | 7387974 |  | 15/5/1952 | 20.12 | 33
780 | 12471 | Sub-artesian Facility | Existing |  | 55 | 331477 | 7368249 |  | 11/5/1954 | 387.1 | 387
780 | 13267 | Sub-artesian Facility | Existing | BLACK BORE | 55 | 358950 | 7379289 |  | 25/4/1956 | 196.6 | 197
780 | 13268 | Sub-artesian Facility | Abandoned and Destroyed |  | 55 | 395789 | 7409271 |  | 16/7/1956 | 167.64 | 128
780 | 13415 | Sub-artesian Facility | Abandoned but still usable | NO. 9 SELVIS | 55 | 379581 | 7367232 |  | 20/8/1957 | 61.87 | NA
780 | 13560 | Sub-artesian Facility | Abandoned and Destroyed | FOREST HILL BORE | 55 | 352750 | 7397906 |  | 11/2/1958 | 91.74 | 92
780 | 13573 | Sub-artesian Facility | Existing | FOREST HILL NO2 BORE | 55 | 355120 | 7397099 |  | 22/3/1958 | 113 | 122
780 | 13889 | Sub-artesian Facility | Existing |  | 55 | 401010 | 7400003 |  | 17/4/1959 | 57.91 | 52
780 | 13973 | Sub-artesian Facility | Existing | CLUAN BORE | 55 | 347736 | 7361093 |  | 4/8/1959 | 280.42 | 280
780 | 14028 | Sub-artesian Facility | Existing | PATRICK BORE | 55 | 372613 | 7362428 |  | 26/9/1959 | 220 | 31
780 | 14908 | Artesian Bore, Controlled Flow | Existing | RICHARD BORE | 55 | 344622 | 7409978 | 267 | 20/5/1961 | 188.1 | 188
780 | 15172 | Sub-artesian Facility | Existing | BACK CREEK | 55 | 366678 | 7390184 |  | 9/3/1973 | 30.48 | 30
780 | 15173 | Sub-artesian Facility | Existing | HOUSE | 55 | 367502 | 7387219 |  | 8/3/1973 | 85.04 | 50
780 | 15562 | Sub-artesian Facility | Existing | SOUTH EAST BORE | 55 | 371359 | 7355210 |  | 11/6/1963 | 37.19 | 37
780 | 15591 | Sub-artesian Facility | Abandoned and Destroyed |  | 55 | 412859 | 7382981 |  | 28/7/1963 | 42.67 | 31
780 | 16175 | Sub-artesian Facility | Existing | JORDON SSRF 1780 | 55 | 410218 | 7405248 |  | 10/2/1965 | 57 | 57
780 | 16772 | Sub-artesian Facility | Existing | HOUSE BORE | 55 | 363365 | 7369273 |  | 1/1/1924 | 426.72 | 427
780 | 16773 | Sub-artesian Facility | Existing | BIG GIDYEA BORE | 55 | 355471 | 7373490 |  | 1/1/1924 | 426.72 | 427
780 | 16774 | Sub-artesian Facility | Existing | DESERT BORE | 55 | 366771 | 7370796 |  | 1/1/1924 | 426.72 | 427
780 | 17020 | Sub-artesian Facility | Existing |  | 55 | 409426 | 7385038 |  | 29/11/1966 | 72.54 | 62
780 | 17066 | Sub-artesian Facility | Existing | ROSTREVOR | 55 | 362495 | 7347810 |  | 3/11/1966 | 190.81 | 191
780 | 17299 | Sub-artesian Facility | Existing | IRRIGATION BORE | 55 | 412755 | 7384479 |  | 2/2/1967 | 99.06 | 99
780 | 17641 | Sub-artesian Facility | Existing | PUMP BORE | 55 | 351661 | 7417452 |  | 5/11/1967 | 103.63 | 104
780 | 22023 | Artesian Bore, Controlled Flow | Existing | DON DON 1 BARCALDIN | 55 | 347440 | 7388392 | 289.7 | 30/5/1930 | 205.74 | NA
780 | 22024 | Artesian Bore, Controlled Flow | Existing | DON DON 2 BARCALDIN | 55 | 347440 | 7388392 | 289.7 | 30/5/1930 | 128.01 | NA
780 | 24988 | Sub-artesian Facility | Existing | HOUSE BORE | 55 | 348281 | 7404852 |  | 1/1/1952 | NA | 116
780 | 24989 | Sub-artesian Facility | Existing | DESERT BORE | 55 | 356093 | 7404894 |  |  | NA | NA
780 | 51020 | Sub-artesian Facility | Existing | WELL | 55 | 363157 | 7375708 |  |  | 7.6 | NA
780 | 51024 | Sub-artesian Facility | Existing | NO 1 WELL | 55 | 389833 | 7394225 |  |  | NA | NA
780 | 51025 | Sub-artesian Facility | Existing | NO 2 WELL | 55 | 389731 | 7394112 |  |  | NA | NA
780 | 51026 | Sub-artesian Facility | Existing | NO 3 WELL | 55 | 380299 | 7404036 |  |  | NA | NA
780 | 51061 | Sub-artesian Facility | Existing |  | 55 | 390736 | 7403758 |  |  | NA | NA
780 | 51109 | Sub-artesian Facility | Existing |  | 55 | 396895 | 7405239 |  | 20/6/1976 | 5 | NA
780 | 51594 | Sub-artesian Facility | Existing |  | 55 | 410989 | 7388977 |  | 29/1/1980 | 86.87 | 87
780 | 51691 | Sub-artesian Facility | Existing | NEW N0.4 BORE | 55 | 399145 | 7413325 |  | 21/9/1965 | 140.2 | 140
780 | 51988 | Sub-artesian Facility | Existing |  | 55 | 357669 | 7352171 |  | 29/6/1985 | 234.7 | 192
780 | 69091 | Sub-artesian Facility | Existing | HOTEL BORE | 55 | 410901 | 7389412 |  | 1/10/1985 | 76.2 | 61
780 | 69140 | Sub-artesian Facility | Abandoned and Destroyed | HOUSE BORE | 55 | 373023 | 7374063 |  |  | 24.4 | 24
780 | 69141 | Sub-artesian Facility | Existing | 2 | 55 | 373429 | 7374094 |  |  | 10.7 | NA
780 | 69142 | Sub-artesian Facility | Abandoned and Destroyed | PAMPUS NO 6 | 55 | 373233 | 7371496 |  |  | NA | NA
780 | 69143 | Sub-artesian Facility | Abandoned and Destroyed | ZANZIBAR | 55 | 378824 | 7370886 |  |  | 20.7 | 21
780 | 69144 | Sub-artesian Facility | Existing | OLD SELVIS | 55 | 377162 | 7367886 |  |  | 28.65 | 29
780 | 69145 | Sub-artesian Facility | Abandoned and Destroyed | HOUSE BORE | 55 | 372795 | 7374060 |  |  | 24.4 | 24
780 | 69146 | Sub-artesian Facility | Existing | NO 11 | 55 | 373205 | 7371750 |  | 12/6/1985 | 28.6 | 29
780 | 69147 | Sub-artesian Facility | Existing | NO 12 | 55 | 373743 | 7371350 |  | 13/6/1985 | 33.5 | 34
780 | 69148 | Sub-artesian Facility | Abandoned and Destroyed | NO 13 | 55 | 380130 | 7369937 |  |  | 61 | NA
780 | 69149 | Sub-artesian Facility | Existing | NO 14 | 55 | 380106 | 7367799 |  | 14/6/1985 | 61.87 | 62
780 | 69150 | Sub-artesian Facility | Existing | NO 15 | 55 | 377023 | 7366790 |  | 15/6/1985 | 38.4 | 38
780 | 69151 | Sub-artesian Facility | Existing | NO 16 | 55 | 373005 | 7369533 |  | 18/6/1985 | 47.85 | 48
780 | 69152 | Sub-artesian Facility | Existing | NO 17 | 55 | 372750 | 7367596 |  | 19/6/1985 | 64 | 64
780 | 69153 | Sub-artesian Facility | Existing | NO 18 | 55 | 375440 | 7367557 |  | 30/6/1985 | 80.77 | 67
780 | 69154 | Sub-artesian Facility | Existing | NO 19 | 55 | 378496 | 7372739 |  | 22/6/1985 | 59.43 | 59
780 | 69155 | Sub-artesian Facility | Existing | NO 20 | 55 | 376211 | 7372835 |  | 26/6/1985 | 38.1 | 38
780 | 69156 | Sub-artesian Facility | Existing | NO 21 | 55 | 378496 | 7372739 |  | 24/6/1985 | 51.81 | 52
780 | 69157 | Sub-artesian Facility | Existing | NO 22 | 55 | 373399 | 7374475 |  | 25/7/1985 | 67.05 | 67
780 | 69158 | Sub-artesian Facility | Existing | NO 23 | 55 | 378810 | 7376000 |  | 27/6/1985 | 39.01 | 39
780 | 69159 | Sub-artesian Facility | Existing | NO 24 | 55 | 376956 | 7376076 |  | 28/6/1985 | 37.79 | 38
780 | 69160 | Sub-artesian Facility | Existing | NO 25 | 55 | 373743 | 7371350 |  | 29/6/1985 | 36.57 | 36
780 | 69161 | Sub-artesian Facility | Existing | ENTRANCE BORE | 55 | 371936 | 7375753 |  | 29/5/1985 | NA | 18
780 | 69162 | Sub-artesian Facility | Existing | EASTERN BORE | 55 | 375489 | 7377685 |  | 29/5/1985 | NA | 24
780 | 69163 | Sub-artesian Facility | Existing | HOUSE BORE | 55 | 371706 | 7377862 |  | 3/7/1985 | 31.69 | 32
780 | 69164 | Sub-artesian Facility | Existing | NO 2 | 55 | 372112 | 7377867 |  | 3/7/1985 | 25.9 | 26
780 | 69165 | Sub-artesian Facility | Existing | MOUNTAIN BORE NO.6 | 55 | 370326 | 7376621 |  | 1/8/1985 | 53.64 | 54
780 | 69176 | Sub-artesian Facility | Existing |  | 55 | 373147 | 7382309 |  |  | 39.32 | 39
780 | 69218 | Sub-artesian Facility | Existing | NO 26 BORE | 55 | 376506 | 7373526 |  | 1/1/1985 | 57.3 | 57
780 | 69235 | Sub-artesian Facility | Existing |  | 55 | 413225 | 7389600 |  | 16/5/1985 | 54.5 | 54
780 | 69267 | Sub-artesian Facility | Existing | NEW BORE | 55 | 363274 | 7401531 |  | 12/9/1985 | 47 | 47
780 | 69268 | Sub-artesian Facility | Existing | JERICHO HOUSE BORE | 55 | 412390 | 7389472 |  | 14/6/1986 | 67.06 | 63
780 | 69470 | Sub-artesian Facility | Existing | EXISTING BORE | 55 | 382495 | 7412956 |  | 31/12/1899 | 5.5 | NA
780 | 69531 | Sub-artesian Facility | Existing |  | 55 | 392827 | 7412138 |  | 7/9/1988 | 248 | 246
780 | 69584 | Sub-artesian Facility | Abandoned but still usable | OLO TEST HOLE1 | 55 | 418368 | 7407317 |  | 28/1/1989 | 94 | NA
780 | 69585 | Sub-artesian Facility | Abandoned but still usable | OLO TEST HOLE | 55 | 420523 | 7407739 |  | 28/1/1989 | 94 | NA
780 | 69703 | Sub-artesian Facility | Existing | LOVAT | 55 | 370944 | 7359650 |  | 17/12/1991 | 59 | 59
780 | 69754 | Sub-artesian Facility | Existing |  | 55 | 378260 | 7396517 |  | 11/3/1992 | 39.62 | 32
780 | 69757 | Sub-artesian Facility | Existing |  | 55 | 360976 | 7357865 |  | 11/1/1992 | 122 | 122
780 | 69758 | Sub-artesian Facility | Existing |  | 55 | 363542 | 7361674 |  | 13/1/1992 | 91 | 91
780 | 69759 | Sub-artesian Facility | Existing | HOUSEBORE | 55 | 382773 | 7366118 |  | 12/1/1992 | 60.9 | 61
780 | 69872 | Artesian Bore, Controlled Flow | Existing | FLOWING BORE | 55 | 349662 | 7390289 |  | 4/5/1993 | 243 | 145
780 | 69936 | Sub-artesian Facility | Existing | PLAIN BORE | 55 | 361813 | 7365235 |  | 15/9/1993 | 85 | 85
780 | 89303 | Sub-artesian Facility | Existing |  | 55 | 412834 | 7392381 |  | 27/12/1991 | 73.15 | 64
780 | 89412 | Sub-artesian Facility | Existing |  | 55 | 391892 | 7373569 |  | 7/12/1992 | 153.92 | 145
780 | 90207 | Sub-artesian Facility | Existing |  | 55 | 406165 | 7384745 |  | 25/12/1992 | 102.11 | 85
780 | 90216 | Sub-artesian Facility | Existing |  | 55 | 407165 | 7389136 |  | 10/4/1994 | 96.01 | 90
780 | 90234 | Sub-artesian Facility | Existing |  | 55 | 382232 | 7411379 |  | 30/3/1995 | 348 | 318
780 | 90434 | Sub-artesian Facility | Existing |  | 55 | 402054 | 7405575 |  | 2/10/1996 | 103.63 | 88
780 | 90443 | Sub-artesian Facility | Existing | HOUSE BORE | 55 | 401501 | 7406510 |  | 24/7/1995 | 97.54 | 92
780 | 93149 | Sub-artesian Facility | Existing | NUMBER 23 BORE | 55 | 356951 | 7411143 |  | 18/11/1995 | 86.28 | 86
780 | 93696 | Artesian Bore, Controlled Flow | Existing | HANNAYS | 55 | 340307 | 7416842 |  | 19/5/2000 | 213 | 212
780 | 93726 | Sub-artesian Facility | Existing | GRAVEL BORE | 55 | 374847 | 7389722 |  | 13/12/1996 | 27.3 | 24
780 | 93727 | Sub-artesian Facility | Existing | NO. 10 BORE | 55 | 370961 | 7391072 |  | 13/12/1996 | 27.43 | 27
780 | 93728 | Sub-artesian Facility | Existing | NEW NO. 13 BORE | 55 | 372978 | 7386142 |  | 13/12/1996 | 31.39 | 31
780 | 93869 | Sub-artesian Facility | Existing | SPRING PADDOCK BORE | 55 | 360240 | 7411137 |  | 27/4/2002 | 128 | 128
780 | 93928 | Sub-artesian Facility | Proposed | NEW BORE | 55 | 354870 | 7397150 |  |  | NA | NA
780 | 103015 | Sub-artesian Facility | Existing | BATTLE BORE | 55 | 388680 | 7384573 |  | 18/12/1998 | 32.92 | 33
780 | 103078 | Surface Water Facility | Existing | SANDLEWOOD SPRING | 55 | 382602 | 7408992 |  |  | NA | NA
780 | 103079 | Surface Water Facility | Existing | GIDYEA SPRING | 55 | 383878 | 7412343 |  |  | NA | NA
780 | 103171 | Sub-artesian Facility | Existing |  | 55 | 404057 | 7391218 |  | 1/12/1999 | 105.16 | 105
780 | 103175 | Sub-artesian Facility | Existing | CORNER BORE | 55 | 422412 | 7386289 |  | 22/10/2001 | 97.54 | 91
780 | 103202 | Sub-artesian Facility | Existing | JERICHO TOWN BORE NO 1 | 55 | 411203 | 7389458 |  | 9/5/2000 | 119.8 | 119
780 | 103203 | Sub-artesian Facility | Existing | JERICHO STANDBY BORE | 55 | 410560 | 7389533 |  | 11/6/2000 | 124 | 123
780 | 103214 | Sub-artesian Facility | Abandoned and Destroyed | JERICHO SITE 4 | 55 | 411702 | 7389392 |  | 5/8/1999 | 109 | NA
780 | 103215 | Sub-artesian Facility | Abandoned and Destroyed | JERRICHO SITE 3 | 55 | 409964 | 7389747 |  | 25/6/1999 | 92 | NA
780 | 103216 | Sub-artesian Facility | Existing | JERICHO SITE 2 | 55 | 410578 | 7389528 | 345 | 8/7/1999 | 119 | 111
780 | 103217 | Sub-artesian Facility | Existing | JERICHO SITE 1 | 55 | 411231 | 7389450 | 345 | 16/7/1999 | 119 | 118
780 | 103271 | Sub-artesian Facility | Existing | M1 | 55 | 388459 | 7408100 | 310 | 30/7/1998 | 9 | 9
780 | 103327 | Sub-artesian Facility | Existing | PAGERS BORE | 55 | 403589 | 7397496 |  | 1/12/1999 | 135.94 | NA
780 | 103428 | Sub-artesian Facility | Abandoned and Destroyed | HIGH MILL TEST HOLE | 55 | 392046 | 7386289 |  | 18/12/1998 | 36.58 | NA
780 | 103441 | Sub-artesian Facility | Existing | NATIVE BEE BORE | 55 | 421354 | 7411207 |  | 22/9/2001 | 128.02 | 122
780 | 103471 | Sub-artesian Facility | Existing | JERUSALEM | 55 | 385711 | 7417119 |  | 25/10/2002 | 276 | 254
780 | 103502 | Sub-artesian Facility | Existing |  | 55 | 403945 | 7391197 |  | 1/4/1999 | 105.16 | 105
780 | 103518 | Sub-artesian Facility | Existing | NO.1 TARN WATERS | 55 | 395787 | 7409520 |  | 2/8/2002 | 176 | 176
780 | 103782 | Sub-artesian Facility | Existing |  | 55 | 389405 | 7392598 |  | 24/4/1999 | 152.4 | 126
780 | 103801 | Sub-artesian Facility | Existing | BLACK BOY NUMBER 1 | 55 | 422187 | 7414823 | 438 | 28/8/2003 | 132.59 | 121
780 | 103858 | Sub-artesian Facility | Existing |  | 55 | 406761 | 7390868 |  | 18/9/2006 | 109 | 109
780 | 103860 | Sub-artesian Facility | Existing | JORDON AVON | 55 | 407647 | 7399073 |  | 14/10/2006 | 114 | 114
780 | 103873 | Sub-artesian Facility | Existing | LIONEL & BERYL WHITING | 55 | 413091 | 7413970 |  | 29/1/2005 | 125 | 125
780 | 118070 | Sub-artesian Facility | Existing | DESPERATION BORE NO 1 | 55 | 370097 | 7382375 |  | 14/10/2002 | 60.96 | 58
780 | 118086 | Sub-artesian Facility | Existing | NAPUNYAH AKA BACK BORE | 55 | 349972 | 7372742 |  | 11/12/2002 | 265 | 266
780 | 118232 | Sub-artesian Facility | Existing | NEW HOUSE BORE | 55 | 409793 | 7401233 |  | 23/2/2003 | 65.7 | 66
780 | 118406 | Artesian Bore, Controlled Flow | Existing | STIBBARDS BORE | 55 | 331426 | 7393031 |  | 28/11/2003 | 408.6 | 397
780 | 118441 | Sub-artesian Facility | Existing | GLENSTAR EAST | 55 | 383280 | 7393894 |  | 18/4/2007 | 348 | 330
780 | 118442 | Sub-artesian Facility | Existing | RESERVE BORE | 55 | 377346 | 7392660 |  | 1/12/2003 | 91.44 | 49
780 | 118556 | Sub-artesian Facility | Existing | ANT BED | 55 | 365906 | 7408775 |  | 6/10/2004 | 102 | 102
780 | 118623 | Sub-artesian Facility | Existing | BUSTHINIA BACK BORE 3 | 55 | 371359 | 7403317 |  | 17/11/2004 | 132 | 132
780 | 118813 | Sub-artesian Facility | Existing | NEW BORE | 55 | 360538 | 7396679 |  | 22/11/2006 | 55 | 55
780 | 146119 | Sub-artesian Facility | Existing | NEW NEWHAVEN BORE | 55 | 341981 | 7383702 |  | 13/12/2008 | 384 | 372
780 | 146294 | Artesian Bore, Controlled Flow | Existing | SHAKESPEARES BORE | 55 | 342538 | 7404855 |  | 18/9/2010 | 326 | 323
780 | 42320101 | Sub-artesian Facility | Abandoned and Destroyed | B1S4 | 55 | 408960 | 7395956 | 281.02 |  | 37.19 | NA
780 | 100320012 | Sub-artesian Facility | Abandoned and Destroyed | HILLALONG 1 | 55 | 357580 | 7416002 |  | 3/6/1993 | 15 | NA
780 | 100320013 | Sub-artesian Facility | Abandoned and Destroyed | HILLALONG 2 | 55 | 353308 | 7417252 |  | 3/6/1993 | 37 | NA
780 | 100320014 | Sub-artesian Facility | Abandoned and Destroyed | HILLALONG 3 | 55 | 355302 | 7416657 |  | 3/6/1993 | 24 | NA
780 | 100330012 | Sub-artesian Facility | Existing | PARKGATE | 55 | 368164 | 7366761 |  | 5/6/1993 | 32 | NA
780 | 100330014 | Sub-artesian Facility | Existing | GRANT | 55 | 366021 | 7412236 |  | 4/6/1993 | 107 | NA
780 | 100330019 | Sub-artesian Facility | Existing |  | 55 | 368164 | 7366761 |  | 28/8/2000 | NA | 29
780 | 100330020 | Sub-artesian Facility | Existing |  | 55 | 375352 | 7393309 |  | 27/8/2000 | 33.4 | 27
780 | 100330021 | Sub-artesian Facility | Abandoned and Destroyed |  | 55 | 375352 | 7393309 |  | 28/8/2000 | NA | NA
799 | 1853 | Sub-artesian Facility | Existing | NUMBER 9 SUBBORE | 55 | 293028 | 7547080 |  | 1/2/1921 | 473.06 | 430
799 | 2260 | Artesian Bore, Controlled Flow | Existing | NO.1 BORE | 55 | 237141 | 7546097 | 247.3 |  | 762 | 762
799 | 2261 | Artesian Bore, Controlled Flow | Existing | MAYFIELD BORE | 55 | 229797 | 7557196 | 254.9 | 22/6/1907 | 982.68 | 983
799 | 2262 | Artesian Bore, Flow Ceased | Existing | BURSLEM BORE | 55 | 237177 | 7563143 | 272.9 |  | 839.72 | 840
799 | 2263 | Artesian Bore, Flow Ceased | Existing | PRESTON BORE | 55 | 239035 | 7549658 | 251.3 | 7/11/1923 | 785.78 | 786
799 | 2264 | Artesian Bore, Uncontrolled Flow | Existing | WOMERA BORE | 55 | 259170 | 7550731 | 240 | 9/3/1926 | 525.48 | 525
799 | 2940 | Sub-artesian Facility | Abandoned and Destroyed | TRIAL (A) | 55 | 274542 | 7547286 |  |  | NA | 48
799 | 2941 | Sub-artesian Facility | Abandoned and Destroyed | TRIAL (B) | 55 | 273756 | 7542198 |  |  | NA | NA
799 | 2942 | Sub-artesian Facility | Existing | AVENUE BORE | 55 | 273753 | 7542352 |  |  | 31.39 | NA
799 | 2944 | Sub-artesian Facility | Abandoned and Destroyed | LAGOON CREEK | 55 | 267651 | 7548109 |  | 1/1/1909 | NA | 38
799 | 3856 | Artesian Bore, Uncontrolled Flow | Existing | DOTSWOOD BORE | 55 | 250154 | 7539838 | 241.8 |  | 707.14 | 547
799 | 4241 | Artesian Bore, Flow Ceased | Existing | HOPWOOD 6 MILE BORE | 55 | 228988 | 7587730 | 280.2 |  | 797.4 | 588
799 | 4243 | Artesian Bore, Flow Ceased | Existing | TOP HANNS BORE | 55 | 234436 | 7569849 | 278.1 | 18/5/1900 | 810.77 | NA
799 | 4244 | Artesian Bore, Controlled Flow | Abandoned and Destroyed | ROCKWOOD NO. 8 BORE | 55 | 231939 | 7577358 | 252.5 | 1/8/1909 | 698 | 678
799 | 4248 | Artesian Bore, Uncontrolled Flow | Abandoned and Destroyed | GUE BORE | 55 | 227247 | 7569455 |  | 16/7/1919 | 792.49 | 792
799 | 4249 | Artesian Bore, Controlled Flow | Existing | TICHBOURNES BORE | 55 | 225692 | 7592600 |  | 15/9/1922 | 701.05 | 671
799 | 4628 | Artesian Bore, Flow Ceased | Existing | TOWER HILL BORE | 55 | 251916 | 7559300 | 269.1 | 31/12/1899 | 883.9 | 762
799 | 7249 | Sub-artesian Facility | Existing | GELEBELE WELL | 55 | 254824 | 7534373 |  | 1/1/1913 | 19.81 | NA
799 | 7667 | Sub-artesian Facility | Abandoned and Destroyed | NO NAME | 55 | 266098 | 7536946 |  |  | NA | NA
799 | 7763 | Sub-artesian Facility | Existing | HOUSE BORE | 55 | 271245 | 7537546 |  |  | 21.34 | NA
799 | 11357 | Artesian Bore, Controlled Flow | Abandoned and Destroyed | BIBIL BORE | 55 | 246032 | 7548193 |  | 14/9/1949 | 730.3 | 731
799 | 11854 | Sub-artesian Facility | Existing | DUNROSSIE BORE | 55 | 234436 | 7569849 |  | 9/5/1952 | 764.13 | 761
799 | 12779 | Sub-artesian Facility | Abandoned and Destroyed | DRY BORE | 55 | 266080 | 7575250 |  | 3/9/1954 | 56.39 | NA
799 | 16176 | Artesian Bore, Flow Ceased | Existing | HOUSE BORE | 55 | 293943 | 7542939 |  | 1/6/1957 | 457.2 | 458
799 | 26507 | Sub-artesian Facility | Abandoned and Destroyed | NO NAME | 55 | 274834 | 7533681 |  | 1/1/1954 | NA | NA
799 | 51353 | Artesian Bore, Controlled Flow | Existing | BORE 72 | 55 | 237252 | 7532901 | 232 | 9/8/1980 | 838.9 | 839
799 | 51920 | Sub-artesian Facility | Existing |  | 55 | 273123 | 7556189 |  |  | 36.6 | NA
799 | 69046 | Sub-artesian Facility | Existing |  | 55 | 237732 | 7563024 |  | 29/9/1985 | 762 | 762
799 | 69476 | Artesian Bore, Controlled Flow | Existing |  | 55 | 268529 | 7534269 |  | 2/7/1988 | 643 | 643
799 | 93640 | Artesian Bore, Controlled Flow | Existing | ROCKWOOD NO 8 | 55 | 226863 | 7577552 | 248 | 25/10/1999 | 750 | 748
799 | 118547 | Sub-artesian Facility | Existing | TOWERHILL HOUSE BORE | 55 | 253145 | 7559422 |  | 26/8/2004 | 515.3 | 508
799 | 118644 | Sub-artesian Facility | Existing |  | 55 | 252588 | 7533924 |  | 24/3/2005 | 30 | 30
799 | 146012 | Artesian Bore, Controlled Flow | Existing | HOUSE BORE | 55 | 261204 | 7567126 | 263 | 24/4/2008 | 880 | 880
799 | 146013 | Artesian Bore, Controlled Flow | Existing | NO 2 GUE BORE | 55 | 226556 | 7569252 | 249 | 13/4/2008 | 794 | 794
799 | 146098 | Artesian Bore, Controlled Flow | Existing | BIBIL BORE | 55 | 246688 | 7547767 | 254 | 1/11/2008 | 738.3 | 576
813 | 128 | Artesian Bore, Uncontrolled Flow | Existing | TABERNA TRUST NO1 | 55 | 324550 | 7521472 | 236.6 | 1/1/1910 | 161.24 | 161
813 | 310 | Sub-artesian Facility | Abandoned and Destroyed |  | 55 | 355434 | 7456377 |  | 1/1/1913 | 75.89 | 76
813 | 1034 | Sub-artesian Facility | Existing | COMET BORE | 55 | 342272 | 7522586 | 275.6 | 1/1/1911 | 67.05 | 67
813 | 1035 | Artesian Bore, Controlled Flow | Abandoned and Destroyed |  | 55 | 339934 | 7519055 | 251.6 | 1/1/1913 | 15.24 | 5
813 | 1036 | Artesian Bore, Controlled Flow | Abandoned and Destroyed |  | 55 | 339162 | 7513572 | 250.4 | 1/1/1913 | NA | 65
813 | 1037 | Sub-artesian Facility | Existing | ALSTON BORE | 55 | 342919 | 7515210 |  | 1/1/1914 | 28.95 | 29
813 | 1038 | Sub-artesian Facility | Abandoned and Destroyed | HOUSE BORE | 55 | 340009 | 7520102 |  | 31/12/1899 | 4.57 | 4
813 | 1202 | Artesian Bore, Uncontrolled Flow | Abandoned and Destroyed | LAKE BORE | 55 | 332057 | 7476029 | 238.2 |  | 198.12 | 198
813 | 1206 | Artesian Bore, Uncontrolled Flow | Existing | 10 MILE BORE | 55 | 338044 | 7461693 | 236.6 |  | 212.45 | NA
813 | 1209 | Sub-artesian Facility | Abandoned and Destroyed | NO NAME | 55 | 347592 | 7454280 | 279.3 | 31/12/1899 | 93.3 | NA
813 | 1210 | Sub-artesian Facility | Existing | 18 MILE BORE | 55 | 347597 | 7454282 | 279.3 | 1/8/1911 | 93.27 | 37
813 | 1211 | Sub-artesian Facility | Existing | CAMARA BORE | 55 | 353574 | 7471496 |  |  | 152.4 | NA
813 | 1212 | Sub-artesian Facility | Abandoned and Destroyed | SPLITTERS CREEK | 55 | 352703 | 7465490 |  | 1/1/1941 | 91.44 | NA
813 | 1213 | Artesian Bore, Flow Ceased | Abandoned and Destroyed | OLD FIVE MILE | 55 | 343276 | 7466614 |  | 1/1/1903 | NA | 24
813 | 1214 | Sub-artesian Facility | Abandoned and Destroyed | NO NAME | 55 | 346918 | 7463565 | 253.1 | 31/12/1899 | NA | NA
813 | 1215 | Sub-artesian Facility | Abandoned and Destroyed | NO NAME | 55 | 346918 | 7463565 | 253.1 | 1/1/1911 | 30 | 40
813 | 1216 | Artesian Bore, Controlled Flow | Abandoned and Destroyed | NO NAME | 55 | 346686 | 7462184 | 251.3 | 1/1/1903 | NA | 25
813 | 1217 | Artesian Bore, Flow Ceased | Existing | FRIENDLY SPRINGS | 55 | 346186 | 7460788 |  | 1/1/1915 | 72.54 | 53
813 | 1218 | Artesian Bore, Controlled Flow | Abandoned and Destroyed | S.TOP 20 MILES | 55 | 344051 | 7474312 |  | 1/1/1913 | 24.99 | NA
813 | 1219 | Artesian Bore, Controlled Flow | Abandoned and Destroyed | N.TOP 20 MILES | 55 | 344053 | 7474158 |  | 1/1/1903 | NA | 25
813 | 1220 | Artesian Bore, Controlled Flow | Abandoned and Destroyed |  | 55 | 342470 | 7475526 | 241.8 | 14/1/1913 | 19.51 | 20
813 | 1221 | Artesian Bore, Flow Ceased | Existing | NEW FIVE MILE | 55 | 344273 | 7466624 | 246.4 | 1/1/1904 | 24.38 | NA
813 | 1223 | Sub-artesian Facility | Existing | NO NAME | 55 | 356893 | 7467688 |  | 24/9/1913 | 121.92 | 10.7
813 | 1225 | Sub-artesian Facility | Existing |  | 55 | 356889 | 7461876 |  | 1/1/1913 | 152.4 | NA
813 | 1227 | Sub-artesian Facility | Existing | SYPHON BORE | 55 | 341673 | 7456446 |  | 16/3/1916 | 284.99 | 124
813 | 1229 | Artesian Bore, Uncontrolled Flow | Existing | HOUSE BORE | 55 | 340757 | 7482042 |  | 17/3/1973 | 15.85 | 12
813 | 1230 | Artesian Bore, Flow Ceased | Existing | NO2 BORE | 55 | 340516 | 7484838 |  | 13/1/1953 | 19.2 | 12
813 | 1232 | Artesian Bore, Controlled Flow | Abandoned and Destroyed | NO NAME | 55 | 346847 | 7447674 |  | 9/10/1907 | 42.67 | 43
813 | 1238 | Artesian Bore, Flow Ceased | Existing | SYPHON MILL BORE | 55 | 344515 | 7449355 | 258.9 | 1/1/1907 | 567 | NA
813 | 1241 | Artesian Bore, Controlled Flow | Abandoned and Destroyed | LITTLE JERSY | 55 | 346849 | 7448237 |  | 27/6/1922 | 76.5 | 73
813 | 1243 | Sub-artesian Facility | Abandoned and Destroyed | IVYLEAF NO 1A | 55 | 356218 | 7449520 |  |  | NA | NA
813 | 1250 | Artesian Bore, Controlled Flow | Abandoned and Destroyed |  | 55 | 315275 | 7484140 | 236 |  | 335.28 | 336
813 | 1252 | Artesian Bore, Uncontrolled Flow | Abandoned and Destroyed | HOUSE BORE | 55 | 322051 | 7475669 | 238.5 |  | 298.09 | 298
813 | 1253 | Artesian Bore, Uncontrolled Flow | Abandoned and Destroyed | COULOUGH BORE | 55 | 323615 | 7482412 | 256.5 | 1/1/1910 | 615.39 | 615
813 | 1254 | Sub-artesian Facility | Existing |  | 55 | 328479 | 7490741 | 269.4 | 1/5/1912 | 178.61 | 179
813 | 1258 | Sub-artesian Facility | Existing |  | 55 | 368388 | 7495237 |  | 22/3/1937 | 152.4 | 152
813 | 1418 | Sub-artesian Facility | Existing | WOOLSHED OR STEAM BORE | 55 | 331500 | 7495403 | 268.4 |  | 225.86 | 153
813 | 1419 | Sub-artesian Facility | Existing | OLD BARCOORAH | 55 | 329749 | 7491077 |  | 1/1/1908 | 135.64 | 79
813 | 1420 | Sub-artesian Facility | Existing | HOUSE BORE | 55 | 328476 | 7502814 |  | 1/1/1909 | 135.72 | 132
813 | 1421 | Sub-artesian Facility | Existing | OVERTON TWIN (4) | 55 | 326903 | 7515654 |  | 1/1/1909 | 42.06 | 29
813 | 1422 | Sub-artesian Facility | Existing | OVERTON TWIN (4A) | 55 | 326905 | 7515500 | 254.9 | 1/1/1909 | 24.39 | 24
813 | 1423 | Sub-artesian Facility | Existing | MILLSVALE | 55 | 336132 | 7494838 |  | 17/7/1913 | 118.26 | 117
813 | 1424 | Sub-artesian Facility | Existing |  | 55 | 323055 | 7502229 | 274.5 | 18/3/1983 | 92 | 94
813 | 1425 | Sub-artesian Facility | Abandoned and Destroyed |  | 55 | 324249 | 7497782 |  | 1/1/1917 | 178 | 178
813 | 1426 | Sub-artesian Facility | Existing | KURRAJONG BORE | 55 | 339471 | 7503179 | 264.7 | 1/1/1912 | 91.44 | 61
813 | 1427 | Sub-artesian Facility | Abandoned and Destroyed | GLENAVON | 55 | 334051 | 7513026 |  | 1/1/1915 | NA | NA
813 | 1428 | Sub-artesian Facility | Existing | 3 MILE BORE | 55 | 348002 | 7503288 |  | 22/3/1937 | 60.96 | 67
813 | 1429 | Sub-artesian Facility | Existing | 6 MILE BORE | 55 | 344631 | 7501386 |  | 22/3/1937 | 45.72 | 46
813 | 1430 | Sub-artesian Facility | Existing | HOUSE WELL | 55 | 345440 | 7506162 |  |  | 4.88 | NA
813 | 1431 | Sub-artesian Facility | Existing | HOUSE BORE | 55 | 341426 | 7493663 | 295.5 | 1/1/1916 | 127.1 | 123
813 | 1637 | Sub-artesian Facility | Existing |  | 55 | 316396 | 7497690 | 258.3 | 19/7/1913 | 479.15 | 468
813 | 1641 | Artesian Bore, Flow Ceased | Existing |  | 55 | 329849 | 7520762 | 245.2 | 1/1/1909 | 256.34 | 197
813 | 1644 | Sub-artesian Facility | Existing |  | 55 | 312150 | 7494562 | 247.9 | 1/1/1910 | 357.84 | 229
813 | 2198 | Artesian Bore, Controlled Flow | Abandoned and Destroyed | ALBION VALE NO. 4 | 55 | 369481 | 7527699 | 280.6 |  | 155.45 | NA
813 | 2213 | Sub-artesian Facility | Abandoned and Destroyed | BEDE NO 2 | 55 | 357964 | 7526046 |  | 1/1/1919 | NA | NA
813 | 2226 | Sub-artesian Facility | Abandoned and Destroyed | CORINDA NO 58 | 55 | 368675 | 7526947 |  | 1/1/1937 | 280.41 | 281
813 | 3106 | Sub-artesian Facility | Abandoned and Destroyed |  | 55 | 362644 | 7456412 |  |  | 228.6 | NA
813 | 3277 | Sub-artesian Facility | Existing | EAGLE BORE | 55 | 361176 | 7490383 |  | 27/3/1937 | 66.45 | NA
813 | 3278 | Sub-artesian Facility | Existing | HOMESTEAD | 55 | 359317 | 7508715 |  | 16/9/1913 | 139.6 | NA
813 | 3280 | Sub-artesian Facility | Abandoned and Destroyed |  | 55 | 354179 | 7514181 |  | 1/1/1914 | NA | NA
813 | 3281 | Sub-artesian Facility | Existing | MIDDLE BORE | 55 | 348364 | 7511046 | 272 |  | 45.7 | NA
813 | 3282 | Sub-artesian Facility | Abandoned and Destroyed |  | 55 | 350140 | 7509441 | 287.3 |  | NA | NA
813 | 3283 | Sub-artesian Facility | Existing | MIDDLE BORE | 55 | 360803 | 7523168 |  |  | NA | NA
813 | 3284 | Sub-artesian Facility | Abandoned and Destroyed |  | 55 | 350362 | 7482158 |  |  | 99.97 | NA
813 | 4304 | Artesian Bore, Uncontrolled Flow | Abandoned and Destroyed | SHED BORE | 55 | 307190 | 7441430 | 232.4 | 1/1/1909 | 492 | 492
813 | 5017 | Artesian Bore, Uncontrolled Flow | Existing | RIDERS BORE | 55 | 309253 | 7485755 | 234.8 | 1/1/1936 | 375 | 366
813 | 5343 | Sub-artesian Facility | Abandoned and Destroyed | COORABAH 3 BORE | 55 | 338791 | 7508093 |  | 1/1/1936 | 92.66 | NA
813 | 5564 | Sub-artesian Facility | Existing |  | 55 | 324753 | 7503633 |  | 1/1/1925 | 159.41 | 145
813 | 5577 | Sub-artesian Facility | Abandoned and Destroyed |  | 55 | 354090 | 7527516 | 265.9 |  | NA | NA
813 | 5909 | Sub-artesian Facility | Existing | HOMEBUSH BORE | 55 | 364988 | 7504850 |  |  | 213.36 | NA
813 | 5910 | Sub-artesian Facility | Existing | LAKE BORE | 55 | 359023 | 7499887 |  | 1/1/1935 | 34.14 | NA
813 | 6066 | Sub-artesian Facility | Abandoned and Destroyed | NO NAME BORE | 55 | 363186 | 7518644 |  | 10/8/1937 | 94.18 | NA
813 | 6067 | Sub-artesian Facility | Existing | WELL DONE SPRING | 55 | 358247 | 7507322 |  | 1/7/1937 | 63.09 | NA
813 | 6068 | Sub-artesian Facility | Abandoned and Destroyed | NO NAME BORE | 55 | 363329 | 7515911 |  | 31/12/1899 | NA | NA
813 | 6153 | Sub-artesian Facility | Existing | LUCKY HIT BORE | 55 | 355138 | 7522032 |  | 1/1/1933 | NA | 107
813 | 6306 | Sub-artesian Facility | Existing | HOUSE BORE | 55 | 326887 | 7479201 |  | 1/1/1934 | 233.17 | NA
813 | 6406 | Sub-artesian Facility | Existing | TABERNA BORE | 55 | 336623 | 7529294 |  | 18/12/1953 | 41.8 | NA
813 | 6407 | Sub-artesian Facility | Existing | TURBINE BORE | 55 | 348620 | 7527662 |  | 1/1/1935 | 122.5 | NA
813 | 6408 | Sub-artesian Facility | Abandoned and Destroyed |  | 55 | 337371 | 7526226 |  |  | NA | NA
813 | 6418 | Artesian Bore, Uncontrolled Flow | Existing | HOUSE BORE | 55 | 337282 | 7485493 |  |  | 30.48 | NA
813 | 6419 | Sub-artesian Facility | Existing | BOUNDARY BORE | 55 | 332994 | 7481577 |  | 22/3/1937 | 153.92 | 64
813 | 6766 | Sub-artesian Facility | Existing | IVY LEAF NO.1 | 55 | 356257 | 7450133 |  | 6/5/1938 | 89.61 | NA
813 | 6859 | Sub-artesian Facility | Existing | SOUTHERN CROSS BORE | 55 | 338172 | 7504395 |  |  | 50.9 | NA
813 | 6991 | Sub-artesian Facility | Existing | LAPUNYAH 9 MILE | 55 | 349105 | 7471504 |  | 1/1/1921 | 91.44 | NA
813 | 7045 | Sub-artesian Facility | Abandoned and Destroyed | G F 3611 (1) BORE | 55 | 368251 | 7516099 |  | 1/1/1916 | NA | NA
813 | 7109 | Sub-artesian Facility | Existing |  | 55 | 352764 | 7477859 |  |  | 78.94 | NA
813 | 7110 | Sub-artesian Facility | Abandoned and Destroyed | NO 4. BORE | 55 | 351615 | 7489751 |  | 1/1/1937 | 82.3 | NA
813 | 7111 | Sub-artesian Facility | Existing | NO 5. BORE | 55 | 352650 | 7494995 |  | 1/1/1937 | 67.06 | NA
813 | 7112 | Sub-artesian Facility | Abandoned and Destroyed | NO NAME | 55 | 352495 | 7498461 |  |  | NA | NA
813 | 7193 | Sub-artesian Facility | Existing | RISBETH BORE | 55 | 339452 | 7491336 |  | 1/1/1926 | 91.14 | NA
813 | 7194 | Sub-artesian Facility | Existing | SHERBURN | 55 | 333863 | 7506564 |  | 3/6/1937 | 95.71 | 55
813 | 7195 | Sub-artesian Facility | Abandoned and Destroyed | RAWCLIFFE BORE | 55 | 323282 | 7507307 |  | 3/6/1937 | 98.45 | 76
813 | 7196 | Sub-artesian Facility | Abandoned and Destroyed | MALTBY BORE | 55 | 324081 | 7512392 |  | 3/6/1937 | 77.42 | 37
813 | 7259 | Artesian Bore, Controlled Flow | Abandoned and Destroyed | TWENTY-MILE(1) | 55 | 340109 | 7480423 |  | 31/12/1899 | NA | NA
813 | 7357 | Sub-artesian Facility | Existing | RAVENSBATH BORE | 55 | 353434 | 7453192 |  | 28/1/1939 | 51.21 | 49
813 | 7362 | Sub-artesian Facility | Abandoned and Destroyed |  | 55 | 360120 | 7475040 |  |  | 252.98 | NA
813 | 7363 | Sub-artesian Facility | Abandoned and Destroyed | NO NAME | 55 | 356199 | 7479009 |  |  | NA | NA
813 | 7364 | Sub-artesian Facility | Abandoned and Destroyed |  | 55 | 356283 | 7478551 |  |  | NA | NA
813 | 7378 | Sub-artesian Facility | Existing |  | 55 | 358093 | 7520675 |  | 4/3/1939 | 121.92 | 122
813 | 7781 | Sub-artesian Facility | Abandoned and Destroyed |  | 55 | 349113 | 7477523 |  |  | NA | NA
813 | 7880 | Artesian Bore, Uncontrolled Flow | Existing | BOREE BORE | 55 | 331325 | 7477713 | 246 | 31/8/1939 | 153.31 | 139
813 | 7881 | Sub-artesian Facility | Existing | PINNACLE BORE | 55 | 325577 | 7481493 |  | 17/11/1939 | 199.34 | 159
813 | 7923 | Sub-artesian Facility | Abandoned and Destroyed | HOUSE BORE | 55 | 340146 | 7520719 |  | 20/1/1940 | 30.48 | 30
813 | 8087 | Artesian Bore, Controlled Flow | Existing | BRISTOL SRF JOB NO 715 | 55 | 340144 | 7479808 | 245 | 12/9/1940 | 49.07 | 49
813 | 8503 | Sub-artesian Facility | Abandoned and Destroyed | NO NAME | 55 | 370081 | 7484298 |  | 31/12/1899 | NA | NA
813 | 8504 | Sub-artesian Facility | Abandoned and Destroyed | NO NAME | 55 | 368100 | 7508851 |  | 31/12/1899 | NA | NA
813 | 8505 | Sub-artesian Facility | Abandoned and Destroyed |  | 55 | 367827 | 7524785 |  |  | NA | NA
813 | 8536 | Artesian Bore, Controlled Flow | Abandoned and Destroyed | NO NAME | 55 | 343176 | 7447866 |  | 1/1/1907 | NA | 44
813 | 9044 | Sub-artesian Facility | Abandoned and Destroyed | SANDY CREEK BORE | 55 | 353017 | 7468122 |  | 1/1/1939 | 61.57 | 62
813 | 9045 | Artesian Bore, Flow Ceased | Existing | THORBANS BORE 3 ML | 55 | 342531 | 7469682 |  | 9/11/1941 | 46.93 | 47
813 | 9080 | Sub-artesian Facility | Abandoned and Destroyed |  | 55 | 349525 | 7477172 |  |  | NA | NA
813 | 10530 | Sub-artesian Facility | Existing | HOGGI BORE | 55 | 350006 | 7518454 |  | 22/9/1945 | 79.86 | 80
813 | 10576 | Sub-artesian Facility | Existing | LOST BORE | 55 | 340524 | 7525644 |  | 22/12/1945 | 76.2 | 76
813 | 10634 | Sub-artesian Facility | Existing | 50/50 BORE | 55 | 346196 | 7519594 |  | 9/2/1946 | 90.83 | 91
813 | 10635 | Sub-artesian Facility | Existing | TOP BORE | 55 | 344374 | 7512611 |  | 27/2/1946 | 21.34 | 21
813 | 10642 | Artesian Bore, Uncontrolled Flow | Existing | FLOWING BORE | 55 | 335087 | 7526492 |  | 9/3/1946 | 84.73 | 49
813 | 10681 | Sub-artesian Facility | Abandoned and Destroyed |  | 55 | 350140 | 7509441 |  | 1/1/1946 | 41.15 | 41
813 | 10922 | Sub-artesian Facility | Existing |  | 55 | 333883 | 7512716 |  | 1/10/1947 | 61.26 | 61
813 | 11466 | Sub-artesian Facility | Existing |  | 55 | 334111 | 7520778 |  | 8/11/1948 | 109 | NA
813 | 11960 | Artesian Bore, Uncontrolled Flow | Existing | CABER FEIDH BORE | 55 | 320321 | 7516194 |  | 21/4/1952 | 167.33 | 167
813 | 12516 | Sub-artesian Facility | Existing | VINSONS BORE | 55 | 341330 | 7475514 |  | 3/8/1953 | 10.97 | 8
813 | 12535 | Artesian Bore, Controlled Flow | Existing | COE BORE | 55 | 328482 | 7527976 |  | 24/3/1954 | 179.22 | 179
813 | 12541 | Artesian Bore, Uncontrolled Flow | Existing | BELLTOPPER BORE | 55 | 325671 | 7475803 | 240 | 21/12/1953 | 198.42 | 195
813 | 12658 | Artesian Bore, Controlled Flow | Abandoned and Destroyed | NO NAME | 55 | 332296 | 7511407 |  | 12/4/1954 | 64.31 | 58
813 | 12934 | Sub-artesian Facility | Existing | GRAY ROCK SRF | 55 | 355434 | 7456377 |  | 29/8/1955 | 76.81 | 77
813 | 13043 | Sub-artesian Facility | Abandoned and Destroyed | NO NAME | 55 | 349013 | 7495398 |  | 16/11/1955 | 154.53 | 62
813 | 13516 | Sub-artesian Facility | Existing | FISHERS BORE | 55 | 333744 | 7491275 |  | 5/12/1957 | 111.3 | 100
813 | 14103 | Sub-artesian Facility | Existing | MILLSVALE BORE | 55 | 338523 | 7498247 |  | 8/3/1960 | 94.5 | 55
813 | 14265 | Sub-artesian Facility | Existing | DRY PADDOCK BORE | 55 | 344309 | 7490925 |  | 19/8/1960 | 60 | 48
813 | 14867 | Artesian Bore, Controlled Flow | Abandoned and Destroyed |  | 55 | 362493 | 7453950 |  | 29/10/1961 | 213.36 | 214
813 | 14939 | Sub-artesian Facility | Existing | BAUHINIA BORE | 55 | 332653 | 7486649 |  | 19/11/1961 | 62.48 | 30
813 | 14951 | Sub-artesian Facility | Existing |  | 55 | 341878 | 7477673 |  | 23/11/1961 | 30.48 | 30
813 | 14958 | Sub-artesian Facility | Existing | PARADISE BORE | 55 | 346310 | 7496147 |  | 9/12/1961 | 47.9 | 36
813 | 16504 | Sub-artesian Facility | Existing | BUDDS BORE | 55 | 336659 | 7525911 |  | 16/10/1965 | 26.82 | 39
813 | 16848 | Sub-artesian Facility | Existing |  | 55 | 338877 | 7478257 |  | 1/1/1966 | NA | 19
813 | 16849 | Sub-artesian Facility | Existing |  | 55 | 339869 | 7478882 |  | 1/1/1966 | NA | 19
813 | 18204 | Sub-artesian Facility | Abandoned and Destroyed | HAZELMERE NO 6 | 55 | 368251 | 7516099 |  | 8/8/1969 | 196.6 | 119
813 | 18220 | Sub-artesian Facility | Existing | TOP BORE | 55 | 346088 | 7513240 |  | 3/1/1952 | 85.34 | 47
813 | 26140 | Sub-artesian Facility | Existing | HOMESTEAD BORE | 55 | 338992 | 7507941 |  | 14/12/1951 | 44.2 | 34
813 | 35107 | Sub-artesian Facility | Existing | RANGERS VALLEY | 55 | 362464 | 7456562 |  | 26/4/1970 | 102.11 | 102
813 | 35914 | Sub-artesian Facility | Abandoned and Destroyed |  | 55 | 358586 | 7474977 |  | 22/9/1964 | NA | NA
813 | 35917 | Sub-artesian Facility | Existing | SUNRISE BORE | 55 | 371005 | 7518830 |  | 31/7/1971 | 280.41 | 220
813 | 43103 | Sub-artesian Facility | Existing | BORE 58 | 55 | 368752 | 7528103 |  | 1/1/1952 | NA | 412
813 | 44539 | Sub-artesian Facility | Existing | MALTBY BORE | 55 | 329123 | 7508912 |  | 1/12/1973 | 106.7 | 107
813 | 51827 | Sub-artesian Facility | Existing | SHELLEYS BORE | 55 | 348779 | 7468031 |  | 17/11/1984 | 71 | 52
813 | 69116 | Artesian Bore, Controlled Flow | Existing | HOUSE BORE | 55 | 328084 | 7525203 |  | 8/10/1985 | 210 | 208
813 | 69214 | Sub-artesian Facility | Existing | SOUTHERN CROSS BORE | 55 | 341210 | 7514578 |  |  | NA | NA
813 | 69626 | Sub-artesian Facility | Existing | NEW HOUSE (SHED) BORE | 55 | 340405 | 7528903 |  | 9/10/1991 | 45.72 | 31
813 | 69650 | Sub-artesian Facility | Existing | HOME BORE | 55 | 350390 | 7482066 |  | 2/10/1990 | 105.16 | 91
813 | 69651 | Sub-artesian Facility | Existing | BLOODWOOD BORE | 55 | 346302 | 7470671 |  | 11/10/1990 | 56.08 | 54
813 | 69657 | Artesian Bore, Controlled Flow | Existing | NEW SHED BORE | 55 | 308148 | 7440980 |  | 19/10/1990 | 524.5 | 502
813 | 69734 | Sub-artesian Facility | Existing | ROAD PADDOCK BORE | 55 | 340675 | 7527645 |  | 9/10/1991 | 32 | 27
813 | 69843 | Sub-artesian Facility | Existing | RODEO BORE | 55 | 367867 | 7495007 |  | 1/2/1993 | 188.98 | NA
813 | 69844 | Sub-artesian Facility | Existing | HEARTLEAF BORE | 55 | 367943 | 7494640 |  | 1/1/1993 | 45.72 | 46
813 | 69871 | Artesian Bore, Controlled Flow | Existing | LAKE BORE | 55 | 332055 | 7476120 | 245 | 25/5/1993 | 287.3 | 229
813 | 69929 | Sub-artesian Facility | Existing | THE BIRD BORE | 55 | 363397 | 7520695 |  | 16/11/1993 | 50.29 | 21
813 | 69932 | Sub-artesian Facility | Existing | DESERT BORE | 55 | 350361 | 7447648 |  | 1/12/1993 | 57.61 | 160
813 | 69935 | Sub-artesian Facility | Existing | REPLACEMENT 58 BORE | 55 | 368714 | 7527561 |  | 23/2/1993 | 227.08 | 130
813 | 69970 | Sub-artesian Facility | Existing | MIDDLE BORE | 55 | 369006 | 7508992 |  | 26/11/1992 | 185.93 | NA
813 | 69980 | Sub-artesian Facility | Existing | EEA SPLITTERS CREEK | 55 | 349171 | 7458046 | 302 | 10/10/1993 | 1004.5 | 754
813 | 93226 | Sub-artesian Facility | Existing |  | 55 | 334828 | 7521009 |  | 26/8/1996 | 72.54 | 67
813 | 93230 | Sub-artesian Facility | Existing | OUTSIDE BORE | 55 | 348058 | 7527829 |  | 2/8/1993 | NA | NA
813 | 93484 | Sub-artesian Facility | Existing | BELLS DAM BORE | 55 | 349207 | 7514951 |  | 24/6/1998 | 91.44 | 91
813 | 93592 | Artesian Bore, Controlled Flow | Existing | STAGMOUNT HOUSE BORE | 55 | 321788 | 7475992 |  | 14/6/1999 | 307 | 307
813 | 93593 | Artesian Bore, Controlled Flow | Existing | COULOUGH BORE | 55 | 322394 | 7482267 |  | 9/6/1999 | 622 | 622
813 | 93624 | Sub-artesian Facility | Existing | STANS BORE | 55 | 334437 | 7502398 |  | 1/9/1980 | 77 | 40
813 | 93668 | Sub-artesian Facility | Existing |  | 55 | 344514 | 7449366 |  | 15/2/2000 | 37 | 37
813 | 93669 | Sub-artesian Facility | Existing | STOCK | 55 | 359014 | 7499846 |  | 13/2/2000 | 90 | 36
813 | 93712 | Sub-artesian Facility | Existing | NO 4 BORE | 55 | 351600 | 7489787 |  | 7/6/2001 | 95 | 95
813 | 93717 | Sub-artesian Facility | Existing | PARADISE BORE | 55 | 346257 | 7496247 |  | 2/9/2000 | 50 | 50
813 | 93753 | Sub-artesian Facility | Proposed |  | 55 | 326887 | 7479201 |  |  | NA | NA
813 | 93755 | Sub-artesian Facility | Proposed |  | 55 | 341006 | 7481909 |  |  | NA | NA
813 | 93756 | Sub-artesian Facility | Proposed |  | 55 | 340932 | 7486276 |  |  | NA | NA
813 | 93761 | Sub-artesian Facility | Existing | NEW STEAM BORE | 55 | 331456 | 7495368 |  | 29/3/2001 | 114 | 114
813 | 93818 | Sub-artesian Facility | Existing | NO 58 | 55 | 368168 | 7527409 |  | 15/9/2001 | 357 | 258
813 | 93824 | Sub-artesian Facility | Existing | GORDONBROOK NO 3 | 55 | 323746 | 7498064 |  | 22/9/2001 | 169 | 169
813 | 93842 | Sub-artesian Facility | Existing |  | 55 | 340141 | 7520749 |  | 26/9/2001 | 31 | 31
813 | 93860 | Sub-artesian Facility | Proposed | BLACK SWAMP BORE | 55 | 340809 | 7509269 |  |  | NA | NA
813 | 93938 | Sub-artesian Facility | Abandoned and Destroyed | NEW BORE | 55 | 355833 | 7527539 |  | 22/9/2002 | 168 | NA
813 | 93957 | Sub-artesian Facility | Existing | SYPHON | 55 | 361592 | 7498312 |  | 14/7/2003 | 29 | 29
813 | 100270 | Sub-artesian Facility | Existing | EEA SPLITTERS CREEK | 55 | 349171 | 7458045 |  | 11/10/1993 | NA | 754
813 | 118072 | Sub-artesian Facility | Existing | SOUTHERN CROSS BORE | 55 | 324845 | 7503564 |  | 22/1/2003 | 160 | 160
813 | 118090 | Sub-artesian Facility | Abandoned and Destroyed | HOUSE BORE | 55 | 364328 | 7521719 |  | 11/10/2002 | 90 | NA
813 | 118093 | Sub-artesian Facility | Existing | GARDEN | 55 | 362201 | 7497446 |  | 14/7/2003 | 30 | 30
813 | 118100 | Artesian Bore, Controlled Flow | Existing | NEW SPRINGDALE BORE | 55 | 315119 | 7484957 | 245 | 3/11/2002 | 341.5 | 340
813 | 118162 | Sub-artesian Facility | Existing | HOUSE BORE | 55 | 328478 | 7502779 |  | 2/2/2003 | 140 | 140
813 | 118393 | Sub-artesian Facility | Existing | NEW BORE | 55 | 365431 | 7499033 |  | 28/5/2004 | 23 | 23
813 | 118526 | Sub-artesian Facility | Existing | NO 5 | 55 | 350877 | 7487755 |  | 21/5/2004 | 70 | 70
813 | 118630 | Sub-artesian Facility | Existing | SYPHON BORE | 55 | 341636 | 7456442 |  | 25/1/2005 | 150 | 150
813 | 118701 | Sub-artesian Facility | Existing | FRIENDLY SPRINGS NO 2 | 55 | 347307 | 7460475 |  | 22/3/2007 | 90 | 90
813 | 118702 | Artesian Bore, Controlled Flow | Existing | BOREE BORE | 55 | 339371 | 7457011 |  | 28/7/2008 | 182 | 182
813 | 146074 | Sub-artesian Facility | Existing | JACKS OR BUDDS BORE | 55 | 337926 | 7526954 |  | 3/8/2008 | 38 | 38
813 | 146099 | Sub-artesian Facility | Existing | MT MISERY | 55 | 343214 | 7483240 |  | 27/10/2008 | 37.4 | 37
813 | 100320001 | Sub-artesian Facility | Existing | SWANLEA | 55 | 350326 | 7520820 |  | 31/5/1993 | 95.7 | NA
813 | 100320005 | Sub-artesian Facility | Abandoned and Destroyed | NEAR ADELONG SWF | 55 | 346294 | 7520781 |  | 30/5/1993 | 6 | NA
813 | 100320006 | Sub-artesian Facility | Abandoned and Destroyed | 6 KM W ADELONG SWF | 55 | 354301 | 7520858 |  | 30/5/1993 | 52 | NA
813 | 100320007 | Sub-artesian Facility | Abandoned and Destroyed | BALLYGAR 1 | 55 | 341990 | 7466908 |  | 1/6/1993 | 21 | NA
813 | 100320008 | Sub-artesian Facility | Abandoned and Destroyed | BALLYGAR 2 | 55 | 342845 | 7466917 |  | 1/6/1993 | 9 | NA
813 | 100320009 | Sub-artesian Facility | Abandoned and Destroyed | BALLYGAR 3 | 55 | 345950 | 7470629 |  | 1/6/1993 | 24 | NA
813 | 100320010 | Sub-artesian Facility | Abandoned and Destroyed | MAILMANS GORGE | 55 | 356634 | 7455366 |  | 2/6/1993 | 79 | NA
813 | 100320011 | Sub-artesian Facility | Abandoned and Destroyed | GREYROCK | 55 | 354914 | 7456580 |  | 2/6/1993 | 74.5 | NA
974 | 60 | Artesian Bore, Controlled Flow | Existing | GLENLYON TRUST | 54 | 694861 | 7646963 | 213.4 | 1/1/1918 | 899.16 | 914
974 | 92 | Artesian Bore, Uncontrolled Flow | Existing | MERRIDEW TRUST | 54 | 689966 | 7668663 | 212 | 24/11/1915 | 763.22 | 763
974 | 125 | Sub-artesian Facility | Abandoned and Destroyed | STACKS 300.5M DEPTH | 54 | 744423 | 7615275 |  | 26/3/1988 | 300.53 | NA
974 | 1083 | Artesian Bore, Uncontrolled Flow | Abandoned and Destroyed | ALBION BORE | 54 | 674313 | 7621096 | 196.3 |  | 924.55 | 925
974 | 1084 | Artesian Bore, Flow Ceased | Existing | HOUSE BORE | 54 | 692602 | 7621281 |  | 21/12/1909 | 792.5 | 610
974 | 1085 | Artesian Bore, Flow Ceased | Existing | BARTHAMS NO.2 BORE | 54 | 689526 | 7616816 |  | 21/2/1917 | 960.12 | 909
974 | 1086 | Sub-artesian Facility | Abandoned and Destroyed | SESBANIA RES 3 BORE | 54 | 680089 | 7618411 |  | 31/12/1899 | NA | NA
974 | 1961 | Artesian Bore, Flow Ceased | Existing | CASSILIS NO. 1 BORE | 54 | 725578 | 7644561 |  |  | 708.66 | 709
974 | 1962 | Artesian Bore, Flow Ceased | Existing | CASSILIS NO. 2 BORE | 54 | 709076 | 7648161 |  |  | 822.96 | 823
974 | 1963 | Artesian Bore, Flow Ceased | Abandoned and Destroyed | COLERAINE CREEK BORE | 54 | 731530 | 7652986 | 268.4 |  | 304.8 | NA
974 | 1964 | Sub-artesian Facility | Existing | TOP BORE | 54 | 725333 | 7653264 |  | 14/2/1917 | 500.5 | 430
974 | 1965 | Sub-artesian Facility | Existing | CASSELIS NO. 5 BORE | 54 | 718384 | 7642441 |  | 1/1/1917 | 609.6 | 610
974 | 1966 | Artesian Bore, Flow Ceased | Existing | HOUSE BORE | 54 | 719205 | 7653923 |  | 5/12/1924 | 510.1 | 512
974 | 1967 | Artesian Bore, Flow Ceased | Existing | HOUSE | 54 | 700301 | 7639078 | 232.6 | 1/1/1901 | 904.35 | 904
974 | 1968 | Artesian Bore, Flow Ceased | Existing | NO.2 | 54 | 696814 | 7636905 | 220.7 | 1/1/1919 | 884.54 | 884
974 | 1969 | Artesian Bore, Flow Ceased | Existing | KINGLE BORE | 54 | 708677 | 7639150 |  | 1/1/1918 | 612.6 | 613
974 | 1970 | Artesian Bore, Flow Ceased | Existing | HANWORTH BORE | 54 | 706273 | 7648836 |  | 14/2/1924 | 823.58 | 824
974 | 2925 | Artesian Bore, Flow Ceased | Existing | ROBYN DOWNS BORE | 54 | 659039 | 7613439 | 216 | 19/2/1967 | 1006.15 | 790
974 | 2926 | Artesian Bore, Flow Ceased | Existing | WYREEMA BORE | 54 | 630350 | 7617756 | 217.4 | 31/12/1899 | 1053.7 | 690
974 | 2927 | Artesian Bore, Uncontrolled Flow | Existing | JUDITH ROYAL BORE | 54 | 658551 | 7618647 | 204.8 | 1/6/1917 | 1077.78 | 1077
974 | 3264 | Artesian Bore, Flow Ceased | Existing | CRENDON NO.2 BORE | 54 | 621923 | 7619408 | 223.5 | 1/1/1907 | 922.9 | NA
974 | 3585 | Artesian Bore, Flow Ceased | Existing | HOUSE BORE | 54 | 749888 | 7669616 | 245 |  | 456.29 | 440
974 | 3592 | Artesian Bore, Controlled Flow | Abandoned and Destroyed | WINDMILL | 54 | 733545 | 7667181 |  | 1/1/1915 | NA | 427
974 | 3608 | Artesian Bore, Uncontrolled Flow | Abandoned and Destroyed | ARJUNA BORE | 54 | 744505 | 7667949 |  | 1/1/1925 | 637.04 | 637
974 | 3609 | Artesian Bore, Uncontrolled Flow | Abandoned and Destroyed | CLARE VALLEY BORE | 54 | 724245 | 7676433 |  |  | 548.6 | 274
974 | 3615 | Artesian Bore, Flow Ceased | Existing | MOSELLE DOWNS NO.1 BORE | 54 | 734897 | 7672343 | 255 | 1/6/1909 | 877.83 | 693
974 | 3616 | Artesian Bore, Flow Ceased | Existing | MOSELLE DOWNS NO.2 BORE | 54 | 730324 | 7669639 | 254 | 15/6/1912 | 914.41 | 706
974 | 3619 | Artesian Bore, Flow Ceased | Existing | GLENALVON BORE | 54 | 729489 | 7676052 | 236 | 19/5/1925 | 770.24 | 770
974 | 3620 | Artesian Bore, Flow Ceased | Existing | MOSELLE DOWNS NO. 6 BORE | 54 | 728407 | 7663596 | 258 | 16/7/1926 | 853 | 869
974 | 3621 | Artesian Bore, Uncontrolled Flow | Abandoned and Destroyed | HOUSE BORE | 54 | 711788 | 7662906 |  | 1/1/1911 | 748.9 | NA
974 | 3622 | Artesian Bore, Uncontrolled Flow | Existing | WHITEWOOD BORE | 54 | 721278 | 7667714 | 231 | 1/1/1911 | 837.6 | NA
974 | 3624 | Sub-artesian Facility | Existing | BELLEVUE BORE | 54 | 745255 | 7663072 |  | 28/7/1915 | 457.2 | 442
974 | 3659 | Artesian Bore, Uncontrolled Flow | Existing | HONG-KONG BORE | 54 | 682927 | 7676776 | 184.4 |  | 449.3 | 344
974 | 3660 | Artesian Bore, Uncontrolled Flow | Abandoned and Destroyed | GORDON BORE | 54 | 686654 | 7669561 | 199 | 1/1/1902 | 484.6 | 485
974 | 3664 | Artesian Bore, Uncontrolled Flow | Existing | DELTA BORE | 54 | 675338 | 7669594 | 199 | 24/6/1901 | 621.5 | 621
974 | 3667 | Artesian Bore, Uncontrolled Flow | Abandoned and Destroyed | WIMMERA BORE | 54 | 678307 | 7663329 | 198.1 |  | 609.6 | NA
974 | 3670 | Artesian Bore, Flow Ceased | Existing | HOUSE BORE | 54 | 692672 | 7657982 | 220.4 | 26/6/1967 | 753.5 | 754
974 | 4070 | Sub-artesian Facility | Existing | NO. 5 BORE | 54 | 747723 | 7654026 |  | 31/12/1899 | 487.7 | NA
974 | 4071 | Sub-artesian Facility | Existing | NO. 6 BORE | 54 | 738595 | 7654981 |  | 1/1/1924 | 517.9 | NA
974 | 4369 | Artesian Bore, Flow Ceased | Existing | NO.1 BORE | 54 | 734137 | 7631867 |  |  | 823.57 | NA
974 | 4370 | Artesian Bore, Flow Ceased | Existing | COOMA NO.2 BORE | 54 | 733472 | 7614161 | 261.5 | 1/1/1907 | 991.22 | 645
974 | 4376 | Artesian Bore, Flow Ceased | Existing | NORTH CREEK BORE | 54 | 736825 | 7624019 |  | 1/9/1913 | 1224.18 | 889
974 | 4377 | Artesian Bore, Flow Ceased | Existing |  | 54 | 715240 | 7621595 |  | 1/11/1914 | 1019.87 | 1020
974 | 4378 | Sub-artesian Facility | Abandoned and Destroyed | OLD HOUSE BORE | 54 | 723934 | 7633600 |  |  | 832.11 | NA
974 | 4380 | Artesian Bore, Flow Ceased | Existing | SESBANIA NO.1 BORE | 54 | 707020 | 7619298 |  | 25/12/1926 | 884.84 | 884
974 | 4383 | Sub-artesian Facility | Existing | KELARNEY BORE | 54 | 748105 | 7613636 |  | 1/1/1924 | 685.81 | NA
974 | 4389 | Sub-artesian Facility | Existing | NO.2 BORE | 54 | 749028 | 7635529 |  | 1/1/1913 | 574.2 | NA
974 | 4455 | Artesian Bore, Controlled Flow | Existing | BORA BORE | 54 | 674512 | 7649794 | 175.3 |  | 557.79 | 448
974 | 4460 | Artesian Bore, Uncontrolled Flow | Abandoned and Destroyed | SARRE NO.1 BORE | 54 | 684822 | 7654855 | 204 | 1/1/1923 | 716.29 | 716
974 | 5948 | Sub-artesian Facility | Existing | MINERVA BORE | 54 | 708162 | 7630839 |  | 1/1/1923 | 567.84 | 568
974 | 6040 | Sub-artesian Facility | Existing | NO. 7 BORE | 54 | 736970 | 7645225 |  | 1/1/1923 | 569.1 | NA
974 | 6041 | Sub-artesian Facility | Existing | NO. 8 BORE | 54 | 746679 | 7644643 |  | 1/1/1924 | 563 | 563
974 | 7197 | Artesian Bore, Controlled Flow | Existing | WAGON HOLE BORE | 54 | 671115 | 7612950 |  | 25/5/1939 | 1028.71 | 1003
974 | 7668 | Sub-artesian Facility | Existing | KINGLE NO.2 BORE | 54 | 716243 | 7636439 |  | 26/5/1925 | 625.75 | 558
974 | 7676 | Sub-artesian Facility | Existing | JACKDAW SRF JOB 680 | 54 | 701809 | 7629563 |  | 12/6/1940 | 629.72 | 630
974 | 8387 | Sub-artesian Facility | Abandoned and Destroyed |  | 54 | 663151 | 7622778 |  | 1/1/1930 | 213.4 | 213
974 | 10540 | Sub-artesian Facility | Abandoned and Destroyed |  | 54 | 664236 | 7630700 |  | 1/1/1930 | 91.4 | 91
974 | 10947 | Artesian Bore, Controlled Flow | Abandoned and Destroyed | WINDSOR PARK BORE | 54 | 659705 | 7629385 | 186.1 | 6/12/1947 | 763.5 | 764
974 | 11086 | Artesian Bore, Controlled Flow | Existing | PANAMA BORE | 54 | 687709 | 7627192 |  | 27/11/1948 | 876 | 876
974 | 11486 | Sub-artesian Facility | Existing |  | 54 | 712072 | 7643547 |  | 18/2/1950 | 609.6 | 557
974 | 11529 | Sub-artesian Facility | Existing | NO.2 BORE | 54 | 636209 | 7618262 |  | 29/10/1949 | 124.97 | 125
974 | 13264 | Artesian Bore, Controlled Flow | Existing | THALIA SRF JOB 1844 | 54 | 698145 | 7656277 | 204 | 5/6/1957 | 581.9 | 582
974 | 13869 | Artesian Bore, Uncontrolled Flow | Existing | ESSEX DOWNS NO.3 | 54 | 704195 | 7670963 | 216.4 | 19/7/1959 | 631.85 | 604
974 | 15413 | Artesian Bore, Controlled Flow | Existing | ESSEX SRF JOB 2371 | 54 | 705711 | 7665154 | 212 | 4/2/1963 | 612.1 | 612
974 | 16271 | Sub-artesian Facility | Existing |  | 54 | 690597 | 7664234 | 216 | 8/8/1965 | 663.85 | 664
974 | 17480 | Sub-artesian Facility | Existing | EXMOOR BORE | 54 | 730002 | 7653388 |  | 9/11/1967 | 707.14 | 705
974 | 51945 | Sub-artesian Facility | Existing | COOMA DR BORE | 54 | 727612 | 7619782 |  | 12/12/1984 | 805.8 | 805
974 | 69466 | Artesian Bore, Controlled Flow | Abandoned and Destroyed | NO NAME- NEVER DRILLED!!! | 54 | 744669 | 7666794 |  | 30/5/1962 | NA | NA
974 | 69489 | Sub-artesian Facility | Existing | NORTH BERNBOROUGH BORE | 54 | 727637 | 7637293 | 28 | 4/3/1988 | 822 | 822
974 | 69588 | Artesian Bore, Controlled Flow | Existing |  | 54 | 684679 | 7644253 |  | 24/9/1989 | 751 | 744
974 | 69776 | Sub-artesian Facility | Existing | HOUSE BORE | 54 | 723668 | 7633611 |  | 10/2/1993 | 226.5 | 226
974 | 93470 | Artesian Bore, Controlled Flow | Existing | CLARE VALLEY BORE | 54 | 724270 | 7676418 | 227 | 21/6/1998 | 559 | 559
974 | 93590 | Artesian Bore, Controlled Flow | Existing | HOUSE BORE | 54 | 711711 | 7662952 | 227 | 15/7/1999 | 756 | 756
974 | 93626 | Artesian Bore, Controlled Flow | Existing | GORDON BORE | 54 | 686651 | 7669853 |  | 14/6/2001 | 507 | 506
974 | 93651 | Artesian Bore, Controlled Flow | Existing | SARRE NO 1 BORE | 54 | 681725 | 7656005 |  | 5/11/1999 | 724 | 722
974 | 93747 | Artesian Bore, Controlled Flow | Existing | WOLSTON HOUSE BORE | 54 | 678315 | 7663603 |  | 11/10/2000 | 661 | 651
974 | 93872 | Sub-artesian Facility | Existing |  | 54 | 726126 | 7620876 |  | 11/5/2003 | 819 | 819
974 | 118246 | Artesian Bore, Controlled Flow | Existing | ARJUNA BORE | 54 | 744568 | 7667868 | 245 | 23/5/2003 | 650 | 647
974 | 146018 | Artesian Bore, Controlled Flow | Existing | WINDSOR PARK BORE | 54 | 657836 | 7630885 | 189 | 10/3/2008 | 780 | 780
974 | 146277 | Artesian Bore, Controlled Flow | Existing | ALBION DOWNS BORE | 54 | 674016 | 7620991 | 197 | 5/4/2010 | 956 | 956
974 | 146281 | Artesian Bore, Controlled Flow | Existing | SHARE BORE | 54 | 692946 | 7670786 | 198 | 1/6/2010 | 790 | 790
978 | 123 | Sub-artesian Facility | Existing | STAMFORDHAM TRUST | 54 | 800976 | 7643180 |  | 1/1/1918 | 670.57 | 671
978 | 299 | Artesian Bore, Uncontrolled Flow | Existing | MARATHON SIDING BORE | 54 | 767583 | 7690707 | 246 | 1/10/1906 | 286.82 | 287
978 | 361 | Artesian Bore, Flow Ceased | Existing | HORSESHOE BEND | 55 | 210977 | 7659540 |  | 1/1/1910 | 345.95 | 350
978 | 362 | Artesian Bore, Flow Ceased | Existing | BROKEN DAM SRF | 55 | 208230 | 7626765 | 268.4 | 1/6/1911 | 540.41 | 488
978 | 1039 | Artesian Bore, Flow Ceased | Existing | KNOB BORE | 54 | 798542 | 7661666 | 285.9 |  | 573.02 | 485
978 | 1041 | Artesian Bore, Flow Ceased | Existing | NO. 3 BORE | 55 | 193432 | 7659437 | 302.8 |  | 875.08 | 762
978 | 1042 | Artesian Bore, Uncontrolled Flow | Abandoned and Destroyed | CANNONBALL BORE | 54 | 800183 | 7682883 | 258.3 |  | 261.82 | 205
978 | 1044 | Artesian Bore, Controlled Flow | Abandoned and Destroyed |  | 54 | 807963 | 7670117 | 277.7 |  | 410 | NA
978 | 1045 | Artesian Bore, Controlled Flow | Abandoned and Destroyed | LIMBRI | 55 | 190499 | 7654902 | 285 |  | 526.7 | 460
978 | 1046 | Sub-artesian Facility | Existing | HOUSE BORE | 54 | 805699 | 7657204 | 275.5 | 6/12/1913 | 361.19 | 349
978 | 1047 | Artesian Bore, Uncontrolled Flow | Existing | WARIANNA BORE | 54 | 805187 | 7663348 | 270.3 | 1/6/1906 | 479.15 | 425
978 | 1049 | Artesian Bore, Flow Ceased | Existing | NO. 10 BORE | 55 | 191751 | 7664442 | 282.1 | 1/7/1914 | 568.76 | 569
978 | 1050 | Artesian Bore, Flow Ceased | Existing | INGLEOUNDA BORE | 55 | 205000 | 7648408 | 297 | 12/4/1912 | 919.58 | 699
978 | 1051 | Artesian Bore, Flow Ceased | Existing | COMO BORE | 54 | 793034 | 7662097 | 272.6 | 1/8/1907 | 868.98 | 698
978 | 1052 | Artesian Bore, Uncontrolled Flow | Abandoned and Destroyed | WARIANNA BORE | 54 | 794083 | 7674288 | 259.8 | 29/10/1914 | 504.44 | 406
978 | 1053 | Sub-artesian Facility | Existing | SANDRINGHAM BORE | 54 | 811136 | 7687311 |  | 1/6/1919 | 451.1 | 451
978 | 1054 | Artesian Bore, Controlled Flow | Abandoned and Destroyed |  | 54 | 796954 | 7689005 | 277 | 1/8/1907 | 429.16 | 428
978 | 1432 | Artesian Bore, Flow Ceased | Existing | EVANDALE 1 BORE | 55 | 214905 | 7620882 | 273.4 |  | 579.12 | 579
978 | 1433 | Sub-artesian Facility | Existing | EVANDALE 1A BORE | 55 | 217837 | 7616142 |  | 1/6/1914 | 445.01 | 424
978 | 1436 | Artesian Bore, Flow Ceased | Abandoned and Destroyed |  | 55 | 196054 | 7620658 | 269.4 | 31/12/1899 | 731.5 | NA
978 | 1438 | Sub-artesian Facility | Existing | WOOLSHED BORE | 55 | 190488 | 7618150 | 267.3 | 1/1/1918 | 609.6 | NA
978 | 1439 | Artesian Bore, Flow Ceased | Abandoned and Destroyed | NO. 5 BORE | 55 | 201883 | 7621833 | 261.6 | 1/1/1907 | 670.56 | 651
978 | 1441 | Artesian Bore, Flow Ceased | Existing | MINGEBURRA BORE | 55 | 202516 | 7621915 |  | 19/10/1925 | 606.55 | 459
978 | 1446 | Sub-artesian Facility | Existing | WEST EVANDALE BORE | 55 | 210900 | 7622406 |  | 31/12/1899 | 441.5 | NA
978 | 1835 | Artesian Bore, Flow Ceased | Abandoned and Destroyed | WICK BORE | 55 | 200355 | 7661405 | 297.5 |  | 685.8 | 625
978 | 1838 | Artesian Bore, Flow Ceased | Existing | CANESBY BORE | 55 | 207610 | 7659320 | 300.4 | 20/10/1909 | 865.64 | 712
978 | 1839 | Sub-artesian Facility | Existing | WICK HILL | 55 | 199986 | 7650041 |  | 1/4/1917 | 386.49 | 367
978 | 1895 | Sub-artesian Facility | Existing | MONAVALE BORE | 55 | 217983 | 7637064 | 288.8 | 4/5/1913 | 504.14 | 504
978 | 1897 | Artesian Bore, Flow Ceased | Abandoned and Destroyed | HAGLEY NO. 1 BORE | 55 | 201533 | 7637606 | 277.8 | 29/5/1912 | 727.26 | 675
978 | 1898 | Artesian Bore, Flow Ceased | Existing | HAGLEY NO. 2 BORE | 55 | 207947 | 7637372 |  | 9/1/1924 | 512.07 | 504
978 | 1899 | Artesian Bore, Flow Ceased | Existing |  | 55 | 217372 | 7629747 | 274.8 | 21/12/1912 | 598.63 | 92
978 | 1900 | Artesian Bore, Flow Ceased | Existing |  | 55 | 200840 | 7627893 | 267.4 | 23/6/1924 | 573.03 | 573
978 | 1902 | Sub-artesian Facility | Abandoned and Destroyed |  | 55 | 220441 | 7653473 |  | 3/6/1937 | 458.72 | 459
978 | 1903 | Sub-artesian Facility | Existing | BOTTOM DAM BORE | 55 | 220583 | 7647493 |  | 3/6/1937 | 350.5 | 309
978 | 1904 | Sub-artesian Facility | Existing | NO.4 BORE | 55 | 215302 | 7652946 |  | 3/6/1967 | 373.4 | 373
978 | 2998 | Artesian Bore, Flow Ceased | Existing | HOUSE BORE | 54 | 811624 | 7691382 | 289.1 | 1/12/1905 | 409 | 414
978 | 3002 | Artesian Bore, Flow Ceased | Abandoned and Destroyed | OLD FARNON BORE | 54 | 807641 | 7702549 |  |  | 159.7 | 149
978 | 3127 | Artesian Bore, Flow Ceased | Existing | NO. 1 BORE | 54 | 790860 | 7624522 | 295.9 |  | 1213.1 | 33
978 | 3128 | Artesian Bore, Flow Ceased | Existing | HOUSE BORE | 54 | 799591 | 7635586 | 299 | 31/12/1899 | 1135.68 | 48
978 | 3129 | Sub-artesian Facility | Existing | OLD HOUSE BORE | 54 | 772636 | 7652656 |  |  | 792.48 | NA
978 | 3132 | Sub-artesian Facility | Existing | WARRIANNA BORE | 54 | 784315 | 7651284 |  | 1/1/1911 | 446.8 | NA
978 | 3133 | Sub-artesian Facility | Existing |  | 54 | 783009 | 7625395 | 301.1 | 5/4/1912 | 609.6 | 549
978 | 3135 | Sub-artesian Facility | Existing | HOMESTEAD BORE | 54 | 789946 | 7615264 | 286.2 | 8/7/1913 | 596.2 | 535
978 | 3136 | Sub-artesian Facility | Abandoned and Destroyed | OLD BORE | 54 | 805932 | 7623483 | 276.8 | 1/1/1914 | 670 | 616
978 | 3137 | Sub-artesian Facility | Existing |  | 54 | 783133 | 7632287 | 309.7 | 2/9/1914 | 528.5 | 472
978 | 3139 | Sub-artesian Facility | Existing | WOODSBERRY BORE | 54 | 798235 | 7617877 |  | 1/9/1916 | 544.1 | 533
978 | 3140 | Sub-artesian Facility | Existing | NO. 1 BORE | 55 | 190136 | 7627644 |  | 1/1/1917 | 449.3 | 449
978 | 3142 | Sub-artesian Facility | Abandoned and Destroyed | NO. 1 BORE | 54 | 802236 | 7648490 |  | 1/1/1914 | 576.4 | 562
978 | 3143 | Sub-artesian Facility | Existing | NO. 2 BORE | 54 | 809315 | 7647310 |  | 1/1/1918 | 397.2 | 392
978 | 3144 | Sub-artesian Facility | Existing | HOUSE BORE | 54 | 807919 | 7639901 |  | 1/1/1914 | 431.9 | 415
978 | 3145 | Sub-artesian Facility | Existing | NO.1 BORE | 54 | 791304 | 7652582 |  | 1/1/1916 | 458.11 | 444
978 | 3146 | Sub-artesian Facility | Existing |  | 54 | 781940 | 7642619 |  | 1/1/1911 | 497.4 | NA
978 | 3147 | Sub-artesian Facility | Existing |  | 54 | 774312 | 7641393 |  | 1/1/1916 | 533.4 | NA
978 | 3148 | Sub-artesian Facility | Abandoned and Destroyed |  | 54 | 768927 | 7632453 |  | 1/1/1917 | NA | 549
978 | 3149 | Sub-artesian Facility | Existing | KATANDRA BORE | 54 | 765010 | 7619301 |  | 1/1/1912 | 813.8 | NA
978 | 3166 | Sub-artesian Facility | Existing | WAIHORUNGA BORE | 54 | 766059 | 7616873 |  | 1/1/1917 | 685.8 | NA
978 | 3584 | Artesian Bore, Controlled Flow | Existing | JOB 1511 | 54 | 767120 | 7685583 | 244 |  | NA | 396
978 | 3586 | Artesian Bore, Flow Ceased | Existing | NAMOI DOWNS | 54 | 767832 | 7660690 | 274.3 |  | 713 | 549
978 | 3588 | Artesian Bore, Uncontrolled Flow | Abandoned and Destroyed | WOOLSHED BORE | 54 | 770400 | 7693215 |  | 1/2/1902 | 396.2 | NA
978 | 3589 | Artesian Bore, Uncontrolled Flow | Existing | WOOLSHED BORE A | 54 | 770400 | 7693225 | 259 | 1/10/1907 | 420.6 | NA
978 | 3590 | Artesian Bore, Controlled Flow | Abandoned and Destroyed | OLD WOOLSHED BORE B | 54 | 770401 | 7693272 |  | 1/6/1911 | 302.6 | NA
978 | 3593 | Artesian Bore, Flow Ceased | Existing | NO. 8 BORE | 54 | 763499 | 7673169 | 268.8 |  | 617.8 | 523
978 | 3594 | Artesian Bore, Flow Ceased | Abandoned and Destroyed | OLD BORE | 54 | 779717 | 7688081 | 265.6 |  | 423 | 224
978 | 3595 | Artesian Bore, Uncontrolled Flow | Abandoned and Destroyed | NO. 9 BORE | 54 | 780142 | 7688097 | 266.7 | 1/9/1910 | 451.1 | 446.5
978 | 3597 | Sub-artesian Facility | Existing | TOP BORE | 54 | 763181 | 7663211 | 282.5 | 18/11/1910 | 683.36 | 682
978 | 3598 | Artesian Bore, Flow Ceased | Existing | HOUSE BORE | 54 | 783789 | 7682883 | 270 | 1/6/1909 | 486.77 | 487
978 | 3599 | Artesian Bore, Flow Ceased | Existing | NO. 13 BORE | 54 | 763921 | 7677471 | 267.1 | 1/2/1911 | 629.72 | 546
978 | 3600 | Artesian Bore, Flow Ceased | Existing | HOUSE BORE | 54 | 756781 | 7665437 | 260.9 | 16/7/1914 | 667.52 | 546
978 | 3601 | Artesian Bore, Controlled Flow | Abandoned and Destroyed | MORVADA BORE | 54 | 759889 | 7685003 | 250.1 | 13/10/1914 | 514.81 | 441
978 | 3602 | Artesian Bore, Flow Ceased | Abandoned and Destroyed | NO 16 | 54 | 767178 | 7667338 | 263 | 20/5/1915 | 623.62 | 522
978 | 3604 | Artesian Bore, Uncontrolled Flow | Abandoned and Destroyed | OPHIR BORE | 54 | 756883 | 7671538 | 282 | 6/9/1916 | 602.29 | 448
978 | 3605 | Artesian Bore, Uncontrolled Flow | Existing | CRAWLEYS BORE NO. 19 | 54 | 773467 | 7682328 | 245 | 31/12/1899 | 439 | 439
978 | 3623 | Artesian Bore, Flow Ceased | Existing | LASCELLES BORE | 54 | 770746 | 7692574 | 259 | 1/4/1912 | 299.62 | 237
978 | 4066 | Sub-artesian Facility | Abandoned and Destroyed | NO NAME BORE | 54 | 760727 | 7639491 |  | 31/12/1899 | NA | NA
978 | 4067 | Sub-artesian Facility | Existing | NO. 2 BORE | 54 | 764559 | 7643246 |  | 1/1/1915 | 67.1 | NA
978 | 4068 | Sub-artesian Facility | Existing |  | 54 | 761576 | 7652686 |  | 31/12/1899 | 304.8 | NA
978 | 4069 | Sub-artesian Facility | Existing | NOTTINGHAM NO.4 BORE | 54 | 752786 | 7654843 |  | 31/12/1899 | 305 | NA
978 | 4074 | Sub-artesian Facility | Existing | NO. 9 BORE | 54 | 756072 | 7644319 |  | 1/1/1916 | 539.3 | NA
978 | 4172 | Sub-artesian Facility | Existing | HOUSE BORE | 55 | 215458 | 7665244 | 306 | 10/5/1902 | 694.94 | 40
978 | 4175 | Sub-artesian Facility | Abandoned and Destroyed | MOUNTAIN BORE | 55 | 222670 | 7664435 |  |  | 313.94 | NA
978 | 4177 | Sub-artesian Facility | Abandoned and Destroyed | STONEY CREEK BORE | 55 | 219971 | 7665372 | 309.4 | 22/4/1918 | 231.65 | 1015
978 | 4214 | Artesian Bore, Uncontrolled Flow | Existing | ROLLING DOWNS NO.2 | 54 | 757163 | 7702501 | 246.1 | 1/9/1910 | 210.3 | 210
978 | 4388 | Sub-artesian Facility | Existing |  | 54 | 759497 | 7634492 |  | 13/1/1940 | 905.3 | NA
978 | 4390 | Sub-artesian Facility | Existing | CRACRIN BORE | 54 | 752071 | 7624999 |  | 1/1/1915 | 823 | 514
978 | 4443 | Artesian Bore, Flow Ceased | Existing | TAMWORTH NO 1 SHED BORE | 54 | 777306 | 7663504 | 274 |  | 708.1 | NA
978 | 4444 | Artesian Bore, Flow Ceased | Existing | HOUSE BORE TAMWORTH 2 | 54 | 777352 | 7670451 | 264.9 | 26/11/1913 | 568.15 | 468
978 | 4445 | Sub-artesian Facility | Existing | SELECTION BORE | 54 | 784446 | 7666837 | 253 | 1/12/1913 | 406.91 | 340
978 | 4446 | Sub-artesian Facility | Existing |  | 54 | 780102 | 7659789 |  |  | NA | NA
978 | 4447 | Sub-artesian Facility | Existing |  | 54 | 771568 | 7657878 |  | 26/11/1969 | NA | 366
978 | 4448 | Artesian Bore, Flow Ceased | Existing | OLD BORE | 54 | 784300 | 7676338 | 260 | 1/6/1914 | 609.6 | 6
978 | 4470 | Artesian Bore, Flow Ceased | Existing | BULLRA BORE | 54 | 784850 | 7701257 | 279 |  | 367.29 | 367
978 | 4472 | Sub-artesian Facility | Existing | SYPHON BORE | 54 | 797121 | 7701386 | 302.4 | 31/12/1899 | 389.54 | 392
978 | 4474 | Artesian Bore, Uncontrolled Flow | Abandoned and Destroyed | LITTLE SYPHON BORE | 54 | 798363 | 7702821 | 282.7 | 31/12/1899 | 315.8 | NA
978 | 4477 | Artesian Bore, Uncontrolled Flow | Abandoned and Destroyed | MISTAKE BORE | 54 | 784888 | 7697924 |  | 30/10/1914 | 341.1 | 258
978 | 4478 | Artesian Bore, Flow Ceased | Existing | SYLVANIA NO. 1 BORE | 54 | 805949 | 7695552 | 293 | 1/11/1900 | 395.3 | 215
978 | 4479 | Artesian Bore, Flow Ceased | Existing | ANNANDALE BORE | 54 | 793118 | 7697091 | 263 |  | 364.24 | 364
978 | 4480 | Artesian Bore, Flow Ceased | Abandoned and Destroyed | SYLVANIA NO 2 BORE | 54 | 805094 | 7696517 | 289.8 | 21/4/1911 | 390.14 | 384
978 | 4481 | Artesian Bore, Uncontrolled Flow | Abandoned and Destroyed | SYLVANIA NO. 3 BORE | 54 | 802056 | 7697002 | 283.5 | 30/6/1917 | 365.46 | 366
978 | 5004 | Sub-artesian Facility | Existing | SRF JOB NO 172 | 54 | 771908 | 7626600 |  | 19/4/1936 | 633.99 | 674
978 | 5014 | Sub-artesian Facility | Existing | WARRIANA SRF - JOB NO 171 | 54 | 801834 | 7655353 |  | 27/6/1936 | 418.19 | 418
978 | 5134 | Sub-artesian Facility | Existing | WOODBERRY JOB 373 | 54 | 794645 | 7629358 |  | 30/9/1936 | 504.45 | NA
978 | 5148 | Artesian Bore, Controlled Flow | Existing | SANDALWOOD SRF - JOB 174 | 55 | 196442 | 7611920 | 261 | 19/11/1937 | 661.42 | 661
978 | 5150 | Artesian Bore, Uncontrolled Flow | Existing | PADDOCK BORE | 54 | 805405 | 7673919 | 278.3 | 7/3/1937 | 438 | 373
978 | 5430 | Sub-artesian Facility | Existing | NO. 2 BORE | 55 | 192040 | 7638914 |  | 1/1/1918 | 449.28 | NA
978 | 5464 | Sub-artesian Facility | Existing | NO.2 BORE | 54 | 789377 | 7656038 |  | 1/1/1935 | 419.1 | 358
978 | 6322 | Sub-artesian Facility | Existing | WEST BORE | 54 | 809414 | 7695333 |  | 1/1/1920 | 289.56 | NA
978 | 6548 | Sub-artesian Facility | Existing | ROSCONEN BORE | 54 | 764010 | 7632840 |  | 1/9/1916 | 568.45 | 568
978 | 7021 | Sub-artesian Facility | Abandoned and Destroyed |  | 54 | 765857 | 7612177 |  | 1/1/1925 | 91.4 | 91
978 | 7022 | Sub-artesian Facility | Abandoned and Destroyed |  | 54 | 757609 | 7612167 |  | 1/1/1925 | 91.4 | 91
978 | 7023 | Sub-artesian Facility | Abandoned and Destroyed |  | 54 | 758018 | 7613812 |  | 1/1/1929 | 106.7 | 107
978 | 7024 | Sub-artesian Facility | Abandoned and Destroyed |  | 54 | 761248 | 7611862 |  | 1/1/1929 | 85.3 | 85
978 | 7262 | Sub-artesian Facility | Existing | TRUSS BORE | 54 | 795568 | 7643251 |  | 31/12/1899 | 448.1 | NA
978 | 7263 | Sub-artesian Facility | Existing |  | 54 | 790088 | 7640408 |  |  | 304.8 | NA
978 | 7264 | Sub-artesian Facility | Abandoned and Destroyed | STAMRAIL SRF | 54 | 791075 | 7646172 |  | 25/7/1923 | 480.07 | 480
978 | 8378 | Sub-artesian Facility | Existing | BRAEMER SRF | 55 | 210444 | 7643909 |  | 1/1/1941 | 429.77 | 430
978 | 9950 | Sub-artesian Facility | Existing | FIVE MILE BORE | 54 | 806533 | 7680725 | 264.4 | 2/11/1944 | 213.36 | 215
978 | 11055 | Sub-artesian Facility | Existing | BRAEMAR SHED BORE | 55 | 218814 | 7643194 |  | 7/2/1948 | 396.24 | 374
978 | 11059 | Sub-artesian Facility | Existing |  | 55 | 205000 | 7627788 |  | 24/9/1949 | 524.56 | 525
978 | 11405 | Sub-artesian Facility | Existing | TRIANGLE BORE | 54 | 799769 | 7670605 |  | 3/12/1949 | 302.82 | 303
978 | 11620 | Artesian Bore, Flow Ceased | Existing | ROAD PADDOCK BORE | 54 | 809646 | 7667071 |  | 2/9/1950 | 457.2 | 457
978 | 11660 | Sub-artesian Facility | Existing | SHARE BORE | 55 | 222566 | 7625093 |  | 13/3/1951 | 518.16 | 518
978 | 11681 | Sub-artesian Facility | Abandoned and Destroyed |  | 54 | 807961 | 7670123 |  | 25/4/1952 | 355.09 | NA
978 | 11737 | Sub-artesian Facility | Existing | STAMFORD TOWN | 54 | 791075 | 7646172 |  | 20/7/1951 | 563.9 | 565
978 | 11886 | Sub-artesian Facility | Existing | TIMBER DOWNS BORE | 55 | 190499 | 7654902 |  | 22/12/1951 | 355.09 | 355
978 | 11959 | Artesian Bore, Flow Ceased | Abandoned and Destroyed | DUNLUCE BORE | 54 | 796890 | 7689036 |  | 11/10/1952 | 428.24 | 428
978 | 12008 | Artesian Bore, Flow Ceased | Abandoned and Destroyed | CORNER BORE | 54 | 801888 | 7688729 |  | 6/12/1952 | 335.3 | 492
978 | 12039 | Artesian Bore, Controlled Flow | Existing | HOUSE BORE | 54 | 807930 | 7670085 | 273 | 27/9/1952 | 409.96 | 410
978 | 12903 | Artesian Bore, Uncontrolled Flow | Abandoned and Destroyed | NO.2 BORE | 54 | 752104 | 7684361 |  | 18/10/1955 | 455.37 | 455
978 | 13347 | Sub-artesian Facility | Existing | JOES BORE | 55 | 214080 | 7644229 |  | 17/2/1958 | 387.58 | 388
978 | 14487 | Artesian Bore, Controlled Flow | Existing | HOUSE BORE | 54 | 780829 | 7678077 | 257 | 16/4/1961 | 452.93 | 453
978 | 14960 | Sub-artesian Facility | Existing | PERONNE NO.2 | 55 | 218805 | 7659446 |  | 14/8/1962 | 354.18 | 354
978 | 15362 | Artesian Bore, Controlled Flow | Existing | WALKERS CREEK | 54 | 779762 | 7699255 | 247 | 28/9/1962 | 190.5 | 190
978 | 15432 | Sub-artesian Facility | Existing | BRIDLE CREEK BORE | 55 | 221292 | 7652610 |  | 17/2/1963 | 368.81 | 369
978 | 15522 | Artesian Bore, Controlled Flow | Existing | NAMOI BORE | 54 | 756212 | 7693107 | 235 | 26/6/1963 | 271.27 | 274
978 | 15588 | Sub-artesian Facility | Abandoned and Destroyed | AIREWORTH BORE | 54 | 802482 | 7623659 |  | 23/2/1964 | 669.95 | 670
978 | 15606 | Sub-artesian Facility | Existing | ENSAY SHED | 55 | 215205 | 7629871 |  | 8/11/1963 | 574.24 | 574
978 | 15662 | Artesian Bore, Controlled Flow | Existing | SOUTH PADDOCK BORE | 54 | 763030 | 7690575 | 245 | 30/11/1963 | 275.54 | 276
978 | 15756 | Sub-artesian Facility | Existing | ROKEBY BORE | 54 | 805518 | 7699180 |  | 31/1/1964 | 145.39 | 145
978 | 15773 | Sub-artesian Facility | Existing | NEW BORE | 55 | 189677 | 7661342 |  | 17/5/1964 | 332.23 | 332
978 | 15824 | Artesian Bore, Controlled Flow | Existing | COMO NO. 2 BORE | 54 | 792992 | 7664177 | 266 | 5/3/1964 | 494.39 | 494
978 | 15933 | Sub-artesian Facility | Existing | HOMESTEAD BORE | 54 | 761697 | 7640175 |  | 25/9/1964 | 555.35 | 555
978 | 15996 | Sub-artesian Facility | Existing | BODE BORE | 54 | 799986 | 7658349 |  | 10/1/1965 | 563.88 | 564
978 | 16025 | Sub-artesian Facility | Existing | BLUEBUSH BORE | 54 | 801044 | 7702620 |  | 4/10/1964 | 138.68 | 139
978 | 16602 | Sub-artesian Facility | Existing |  | 55 | 201836 | 7654464 |  | 1/5/1966 | 504.75 | 505
978 | 17117 | Sub-artesian Facility | Existing | NEW FARNON BORE | 54 | 807439 | 7702664 |  | 15/12/1966 | 161.24 | 161
978 | 17270 | Sub-artesian Facility | Existing | WEST INGLEOUNDA BORE | 55 | 195801 | 7645294 |  | 16/7/1967 | 559.31 | 559
978 | 17949 | Sub-artesian Facility | Existing | BIG CANESBY BORE | 55 | 209821 | 7653665 |  | 6/7/1968 | 487.68 | 488
978 | 24697 | Artesian Bore, Controlled Flow | Existing | NINDI BORE | 54 | 781784 | 7690912 | 252 | 16/8/1972 | 376.12 | 334
978 | 30581 | Artesian Bore, Flow Ceased | Existing | GRETNA BORE | 54 | 790567 | 7693159 | 265 | 15/11/1968 | 224.03 | 225
978 | 37256 | Artesian Bore, Controlled Flow | Existing | TELEMON SRF - JOB 2518 | 54 | 774071 | 7697326 | 245 | 19/7/1970 | 235.61 | 235
978 | 51030 | Sub-artesian Facility | Abandoned and Destroyed | NO NAME | 54 | 807822 | 7677403 |  | 1/1/1975 | NA | NA
978 | 51539 | Sub-artesian Facility | Existing |  | 54 | 802236 | 7648490 |  | 20/9/1981 | 509.02 | 500
978 | 51575 | Sub-artesian Facility | Existing | ELVIRA NO. 1 BORE | 54 | 781275 | 7632976 | 315 | 12/10/1981 | 557.48 | 326
978 | 51576 | Sub-artesian Facility | Existing | SANDALWOOD | 55 | 195695 | 7620644 |  | 23/6/1982 | 676 | 676
978 | 51624 | Sub-artesian Facility | Abandoned and Destroyed |  | 54 | 807813 | 7677409 |  | 28/3/1982 | 62.48 | NA
978 | 51992 | Sub-artesian Facility | Existing | HOMESTEAD BORE | 55 | 201565 | 7637899 |  | 26/11/1984 | 638.5 | 638
978 | 69070 | Sub-artesian Facility | Existing | ILLALONG HOUSE BORE | 54 | 763499 | 7673169 |  | 11/10/1985 | 630.9 | 631
978 | 69099 | Sub-artesian Facility | Existing |  | 54 | 798770 | 7611329 |  | 7/9/1985 | 719 | 719
978 | 69113 | Artesian Bore, Controlled Flow | Existing | HORSE PADDOCK BORE. | 54 | 763611 | 7695917 | 235 | 29/8/1985 | 217.93 | 218
978 | 69242 | Artesian Bore, Controlled Flow | Existing | HOUSE BORE | 54 | 767884 | 7695329 | 239 | 26/10/1985 | 304.8 | 297
978 | 69358 | Sub-artesian Facility | Existing |  | 54 | 765539 | 7652630 |  | 26/11/1986 | 585.8 | 586
978 | 69487 | Sub-artesian Facility | Existing | NEW HOUSE BORE | 54 | 773211 | 7651495 |  | 8/7/1988 | 603.5 | 604
978 | 69897 | Sub-artesian Facility | Existing | DUNLUCE HOUSE BORE | 54 | 796847 | 7688776 |  | 29/5/1995 | 462 | 454
978 | 69898 | Artesian Bore, Controlled Flow | Existing | MISTAKE BORE | 54 | 784830 | 7697927 | 262 | 20/9/1993 | 348.5 | 348
978 | 69957 | Artesian Bore, Controlled Flow | Existing | CANNONBALL NO.2 BORE | 54 | 800141 | 7683018 |  | 21/6/1994 | 345.5 | 341
978 | 93353 | Artesian Bore, Controlled Flow | Existing | SYLVANIA NO. 3 BORE | 54 | 801748 | 7697127 | 276 | 13/9/1996 | 369 | 360
978 | 93460 | Artesian Bore, Controlled Flow | Existing | WARIANNA | 54 | 794090 | 7674245 |  | 6/5/1998 | 505 | 505
978 | 93461 | Artesian Bore, Controlled Flow | Existing | MARATHON NO 15 BORE | 54 | 759931 | 7685062 | 251 | 25/5/1998 | 520 | 520
978 | 93537 | Sub-artesian Facility | Existing |  | 54 | 773061 | 7613124 |  | 30/1/1920 | NA | NA
978 | 93612 | Artesian Bore, Controlled Flow | Existing | RIVERDALE BORE | 54 | 751881 | 7696959 | 230 | 17/7/1999 | 359 | 348
978 | 93816 | Artesian Bore, Controlled Flow | Existing | NEW CORNER BORE | 54 | 802341 | 7688688 |  | 20/6/2001 | 405 | 399
978 | 118268 | Artesian Bore, Controlled Flow | Existing | PALM TREE NO 2 | 54 | 779970 | 7688133 | 267 | 19/4/2005 | 456 | 458
978 | 118525 | Artesian Bore, Controlled Flow | Existing | NO 2 | 54 | 752051 | 7684270 |  | 30/11/2005 | 468 | 466
978 | 118880 | Sub-artesian Facility | Existing | AIREWEORTH BORE | 54 | 802481 | 7623645 |  | 13/4/2007 | 722 | 722
978 | 118978 | Sub-artesian Facility | Existing | HOUSE BORE | 55 | 215999 | 7656379 |  | 7/11/2007 | 355 | 355
978 | 146155 | Sub-artesian Facility | Existing | WICK BORE | 55 | 200521 | 7661493 |  | 20/6/2009 | 361.4 | 361
978 | 146200 | Artesian Bore, Controlled Flow | Existing | OPHIR BORE | 54 | 757073 | 7671432 |  | 27/9/2009 | 603 | 602
978 | 146271 | Sub-artesian Facility | Abandoned but still usable | PRIVATE BORE | 54 | 790444 | 7640572 |  | 9/4/2010 | 666 | 666
978 | 91500072 | Sub-artesian Facility | Abandoned and Destroyed | P1 | 54 | 780858 | 7702127 | 244.23 | 3/4/1967 | 16.76 | NA
978 | 91500076 | Sub-artesian Facility | Abandoned and Destroyed | B1S1 | 54 | 767698 | 7696049 | 235.1 | 9/11/1968 | 9.75 | NA
978 | 91500077 | Sub-artesian Facility | Abandoned but still usable | B2S2 | 54 | 767779 | 7696327 | 235.91 | 9/11/1968 | 20.42 | 11
984 | 356 | Sub-artesian Facility | Abandoned and Destroyed | GOVERNMENT WELL | 55 | 318219 | 7611712 |  |  | 129 | 129
984 | 1010 | Artesian Bore, Controlled Flow | Abandoned and Destroyed |  | 55 | 327221 | 7615009 | 272.9 |  | 150.57 | 104
984 | 1011 | Sub-artesian Facility | Abandoned and Destroyed | OLD HOUSE BORE | 55 | 311552 | 7624511 | 302.7 |  | 215.5 | NA
984 | 1014 | Artesian Bore, Controlled Flow | Abandoned and Destroyed |  | 55 | 318856 | 7609449 |  |  | 152.4 | 152
984 | 1021 | Sub-artesian Facility | Existing | TINUNBURRA BORE | 55 | 316598 | 7617178 | 289.9 | 1/8/1909 | 39.6 | 28
984 | 1024 | Sub-artesian Facility | Existing | TOP SHED BORE | 55 | 317011 | 7605024 | 274.96 | 1/8/1916 | 192.02 | 105
984 | 1442 | Sub-artesian Facility | Existing |  | 55 | 236993 | 7600832 | 279.8 | 1/1/1914 | 432.21 | NA
984 | 1443 | Sub-artesian Facility | Existing |  | 55 | 237694 | 7611147 |  | 1/1/1923 | 394.72 | 395
984 | 1445 | Artesian Bore, Uncontrolled Flow | Existing | ANTRIM NO. 2 BORE | 55 | 229468 | 7600631 |  | 1/1/1915 | 905.26 | 624
984 | 1580 | Sub-artesian Facility | Abandoned and Destroyed |  | 55 | 268195 | 7638864 | 334.7 |  | 237.75 | NA
984 | 1581 | Artesian Bore, Flow Ceased | Abandoned and Destroyed |  | 55 | 269023 | 7634389 | 334.7 |  | 272.8 | 257
984 | 1582 | Sub-artesian Facility | Abandoned and Destroyed | ST CLAIR BORE | 55 | 275381 | 7630134 | 328.3 |  | 384.05 | NA
984 | 1583 | Artesian Bore, Flow Ceased | Abandoned and Destroyed | SANDBANK BORE | 55 | 267037 | 7628249 | 330.4 | 1/6/1916 | 301.14 | 301
984 | 1584 | Sub-artesian Facility | Abandoned and Destroyed | BLACKFELLOW BORE | 55 | 265543 | 7633720 |  | 1/6/1916 | 331.62 | 332
984 | 1896 | Sub-artesian Facility | Existing | YANTABOBBERA BORE | 55 | 228673 | 7641932 | 294.1 | 28/12/1913 | 381.61 | NA
984 | 1901 | Sub-artesian Facility | Abandoned and Destroyed |  | 55 | 223785 | 7650020 |  | 3/6/1937 | 400.5 | 400
984 | 1906 | Sub-artesian Facility | Existing | HOUSE BORE | 55 | 226883 | 7655114 |  | 3/6/1937 | 326.13 | 326
984 | 3293 | Sub-artesian Facility | Existing | NO.1 BORE | 55 | 264166 | 7646227 |  | 1/1/1913 | 324.3 | NA
984 | 3294 | Sub-artesian Facility | Abandoned and Destroyed |  | 55 | 241856 | 7654336 |  |  | 335.3 | NA
984 | 3295 | Sub-artesian Facility | Existing | IKES BORE | 55 | 271204 | 7644843 | 355.9 | 1/6/1900 | 316.99 | 122
984 | 3296 | Sub-artesian Facility | Abandoned and Destroyed | OLD PANDORA BORE | 55 | 259271 | 7650523 | 362.3 | 1/1/1912 | 365.76 | NA
984 | 3297 | Sub-artesian Facility | Abandoned and Destroyed | ASHTON NO. 1 | 55 | 257997 | 7654986 | 371.25 |  | 274 | NA
984 | 3298 | Sub-artesian Facility | Abandoned and Destroyed | ASHTON NO. 2 | 55 | 268746 | 7655101 | 365.15 | 1/12/1907 | 208.2 | 166
984 | 3299 | Sub-artesian Facility | Abandoned and Destroyed |  | 55 | 262077 | 7663858 | 383.7 |  | 219.46 | NA
984 | 3300 | Sub-artesian Facility | Existing | ROYS CAMP BORE | 55 | 262077 | 7663858 | 383.9 |  | 249.94 | 159
984 | 3301 | Sub-artesian Facility | Existing | CHARLES CREEK BORE | 55 | 242307 | 7663344 | 384.4 | 1/6/1915 | 459.94 | 442
984 | 3315 | Sub-artesian Facility | Existing | HOUSE BORE | 55 | 275902 | 7647385 |  | 1/6/1909 | 237.74 | NA
984 | 3316 | Sub-artesian Facility | Abandoned and Destroyed |  | 55 | 272055 | 7645738 |  |  | 243.8 | NA
984 | 3317 | Sub-artesian Facility | Abandoned and Destroyed | OLD MERLIN BORE | 55 | 274198 | 7653546 |  | 31/12/1899 | 249.9 | NA
984 | 3318 | Sub-artesian Facility | Abandoned but still usable | MECHINGABINGA BORE | 55 | 278281 | 7653155 |  | 1/1/1912 | 200.56 | NA
984 | 3319 | Sub-artesian Facility | Abandoned and Destroyed |  | 55 | 278529 | 7644544 |  |  | 152.4 | NA
984 | 3324 | Sub-artesian Facility | Abandoned and Destroyed |  | 55 | 287144 | 7654675 |  |  | 213.66 | NA
984 | 3325 | Sub-artesian Facility | Abandoned and Destroyed | BINDI BORE | 55 | 285607 | 7646203 |  | 31/12/1899 | 213.1 | NA
984 | 3326 | Artesian Bore, Flow Ceased | Abandoned and Destroyed |  | 55 | 275089 | 7638047 | 346.3 | 1/6/1910 | 335.3 | 335
984 | 3327 | Sub-artesian Facility | Abandoned and Destroyed |  | 55 | 300204 | 7649660 |  |  | 173.7 | NA
984 | 3328 | Sub-artesian Facility | Existing | CRANFORD BORE | 55 | 301066 | 7632957 |  | 1/1/1933 | 146.3 | NA
984 | 3329 | Sub-artesian Facility | Existing | KENTLE SHED BORE | 55 | 227980 | 7625807 |  |  | NA | NA
984 | 3330 | Sub-artesian Facility | Existing | NO. 1 BORE | 55 | 224890 | 7616025 | 291.7 |  | 585.2 | 585
984 | 3331 | Artesian Bore, Flow Ceased | Existing | FLOWING BORE | 55 | 225515 | 7611077 | 266.1 | 10/9/1907 | 629.72 | 487
984 | 3332 | Artesian Bore, Flow Ceased | Abandoned and Destroyed | FOYLE 4A | 55 | 231965 | 7608605 | 274 | 10/8/1913 | 438.91 | NA
984 | 3333 | Artesian Bore, Flow Ceased | Abandoned and Destroyed | FOYLE B BORE | 55 | 231521 | 7608547 | 274.1 | 15/10/1913 | 419.4 | 381
984 | 3334 | Sub-artesian Facility | Abandoned and Destroyed | NO. 5 | 55 | 230028 | 7618769 | 295.3 | 1/5/1914 | 608.08 | NA
984 | 4174 | Sub-artesian Facility | Existing | CHARLIE BORE | 55 | 231610 | 7665513 |  | 31/3/1914 | 329.18 | 324
984 | 4176 | Sub-artesian Facility | Existing |  | 55 | 224391 | 7657704 |  |  | 329.2 | 325
984 | 4240 | Sub-artesian Facility | Abandoned and Destroyed | NO NAME BORE | 55 | 263402 | 7608630 | 312.4 | 31/12/1899 | 375.5 | NA
984 | 4245 | Artesian Bore, Flow Ceased | Existing | ROCKWOOD NO. 9 BORE | 55 | 230660 | 7596525 | 285.7 | 1/9/1910 | 1016.52 | 1016
984 | 4664 | Sub-artesian Facility | Abandoned and Destroyed |  | 55 | 266872 | 7618487 |  |  | 411.5 | NA
984 | 4665 | Sub-artesian Facility | Abandoned and Destroyed | NO NAME BORE | 55 | 302024 | 7623986 |  |  | NA | NA
984 | 4666 | Sub-artesian Facility | Existing | BLACKFELLOW CREEK | 55 | 273474 | 7621210 |  | 31/12/1899 | 366.37 | NA
984 | 4667 | Sub-artesian Facility | Abandoned and Destroyed | OLD ONE MILE BORE | 55 | 281392 | 7611360 |  | 1/1/1908 | NA | NA
984 | 4668 | Sub-artesian Facility | Existing | PRAIRIE BORE | 55 | 284239 | 7620756 |  | 1/1/1917 | 304.8 | NA
984 | 4669 | Sub-artesian Facility | Existing | WINGERA BORE | 55 | 292308 | 7612305 |  |  | 285 | NA
984 | 4670 | Sub-artesian Facility | Abandoned and Destroyed | OLD 4 MILE BORE | 55 | 287364 | 7605004 |  | 1/1/1908 | 274.3 | NA
984 | 4672 | Sub-artesian Facility | Existing | TAYLORS BORE | 55 | 311189 | 7612392 | 284.7 |  | 164.9 | 129
984 | 4673 | Sub-artesian Facility | Existing | HOUSE BORE | 55 | 305430 | 7607203 | 283.8 | 1/9/1910 | 266.7 | 168
984 | 4674 | Sub-artesian Facility | Existing | BULLOCK CREEK BORE | 55 | 301189 | 7613697 | 292.9 | 1/10/1914 | 185.9 | 177
984 | 4675 | Sub-artesian Facility | Abandoned and Destroyed | BULLOCK CREEK BORE | 55 | 301174 | 7613706 |  |  | 200.56 | 201
984 | 4676 | Sub-artesian Facility | Abandoned and Destroyed | OLD NINE MILE BORE | 55 | 300523 | 7608163 | 286.8 | 1/2/1915 | 190.5 | 190
984 | 4677 | Sub-artesian Facility | Existing | KENNEDYS BORE | 55 | 315224 | 7606497 | 276.45 | 1/3/1915 | 137.16 | 137
984 | 5606 | Sub-artesian Facility | Existing | PICCANINNI BORE | 55 | 277610 | 7621201 |  | 1/1/1925 | 429.77 | NA
984 | 5765 | Sub-artesian Facility | Existing | FAMILY BORE | 55 | 250441 | 7619097 |  | 1/6/1926 | 458.72 | 459
984 | 5845 | Sub-artesian Facility | Existing | SHED BORE | 55 | 256284 | 7663681 |  | 1/1/1930 | 346.25 | NA
984 | 5911 | Sub-artesian Facility | Existing | NO. 1 BORE | 55 | 236740 | 7647532 |  | 1/6/1926 | 335.28 | 274
984 | 5933 | Sub-artesian Facility | Existing |  | 55 | 238393 | 7641369 |  | 1/6/1920 | 487.7 | NA
984 | 5934 | Sub-artesian Facility | Existing | ROLAND BORE | 55 | 237445 | 7633388 |  | 1/6/1919 | 396.24 | NA
984 | 6075 | Sub-artesian Facility | Abandoned and Destroyed | OLD CENTRAL BORE | 55 | 306479 | 7612822 |  | 1/1/1920 | 185.9 | 137
984 | 6076 | Sub-artesian Facility | Existing | BJS BORE | 55 | 301480 | 7618107 |  | 1/1/1929 | 173.12 | 129
984 | 6077 | Sub-artesian Facility | Existing | OWENS BORE | 55 | 306759 | 7617484 |  | 1/1/1929 | 149.1 | 146
984 | 6078 | Sub-artesian Facility | Existing | NARROW PADDOCK BORE | 55 | 309477 | 7605950 |  | 1/1/1929 | 138.1 | 115
984 | 6600 | Sub-artesian Facility | Existing | PROSPERITY BORE | 55 | 258363 | 7644477 |  | 1/1/1934 | 342.29 | 342
984 | 7081 | Sub-artesian Facility | Abandoned and Destroyed | EYRIE NO 2 | 55 | 274210 | 7615528 |  | 7/10/1938 | 127.41 | NA
984 | 7470 | Sub-artesian Facility | Abandoned and Destroyed |  | 55 | 323408 | 7619272 |  | 1/6/1924 | NA | NA
984 | 7500 | Sub-artesian Facility | Existing | HOPEWELL PARK NO. 1 | 55 | 295590 | 7650796 |  | 11/4/1939 | 186.54 | 166
984 | 7502 | Sub-artesian Facility | Abandoned and Destroyed | TIREE BORE | 55 | 311009 | 7613732 |  | 15/6/1939 | 134.11 | 88
984 | 7565 | Sub-artesian Facility | Existing | SHED BORE | 55 | 266762 | 7633374 |  | 1/6/1929 | 360.27 | 360
984 | 7566 | Sub-artesian Facility | Existing | NATIVE CREEK BORE | 55 | 274047 | 7638904 |  | 1/6/1933 | 315.47 | 316
984 | 7591 | Sub-artesian Facility | Existing | FRANKIES BORE | 55 | 300934 | 7650822 |  | 1/1/1966 | 164.59 | NA
984 | 7706 | Sub-artesian Facility | Existing | SILVER GIDYEA BORE | 55 | 316357 | 7610074 |  | 1/1/1923 | 106.68 | 61
984 | 9312 | Sub-artesian Facility | Existing | PRAIRIE CREEK BORE | 55 | 269094 | 7656252 |  | 1/1/1943 | 222.5 | NA
984 | 9607 | Sub-artesian Facility | Abandoned and Destroyed | WARRENS BORE | 55 | 307829 | 7623454 |  | 1/1/1926 | 213.36 | NA
984 | 9736 | Sub-artesian Facility | Abandoned and Destroyed |  | 55 | 226711 | 7625707 |  |  | NA | NA
984 | 9849 | Sub-artesian Facility | Abandoned and Destroyed | SOAK BORE | 55 | 314175 | 7619580 |  | 1/1/1940 | 24.38 | NA
984 | 11039 | Sub-artesian Facility | Existing | ATHERFIELD HOMESTEAD | 55 | 311968 | 7625536 |  | 8/10/1947 | 71.63 | NA
984 | 11060 | Sub-artesian Facility | Existing |  | 55 | 232472 | 7646449 |  | 28/5/1957 | 357.53 | 358
984 | 11211 | Sub-artesian Facility | Existing | BOGEENA BORE | 55 | 263097 | 7630292 |  | 3/12/1949 | 397.15 | 357
984 | 11247 | Sub-artesian Facility | Existing | FOUR MILE BORE | 55 | 287364 | 7605004 |  | 28/6/1948 | 304.8 | 283
984 | 11528 | Sub-artesian Facility | Existing | 5 MILE BORE | 55 | 256949 | 7656033 |  | 24/9/1950 | 365.76 | 311
984 | 11607 | Sub-artesian Facility | Existing | JIRUNDA BORE | 55 | 248226 | 7635079 |  | 24/2/1951 | 577.6 | 585
984 | 11652 | Sub-artesian Facility | Existing | BOUNDARY BORE | 55 | 305810 | 7638351 |  | 1/1/1950 | 141.43 | NA
984 | 11698 | Sub-artesian Facility | Existing | SHIRLEY BORE | 55 | 278465 | 7644543 |  | 3/6/1950 | 183.49 | 177
984 | 11771 | Sub-artesian Facility | Abandoned and Destroyed | NO. 1 BORE | 55 | 305673 | 7645317 |  | 1/1/1926 | 70.1 | NA
984 | 11773 | Sub-artesian Facility | Existing | MOUNTAIN BORE | 55 | 234399 | 7617183 |  | 7/7/1951 | 411.48 | 373
984 | 11910 | Sub-artesian Facility | Existing |  | 55 | 244430 | 7629000 |  |  | 207.26 | NA
984 | 12073 | Sub-artesian Facility | Existing | BINDI HOUSE | 55 | 286573 | 7645787 |  | 7/12/1952 | 335.28 | 335
984 | 12240 | Sub-artesian Facility | Existing | TOP BORE | 55 | 235408 | 7652885 |  | 17/11/1953 | 332.23 | 363
984 | 12566 | Sub-artesian Facility | Existing | SHED BORE | 55 | 284661 | 7617156 |  | 21/9/1953 | 274.93 | 250
984 | 12600 | Sub-artesian Facility | Existing | WOOLSHED BORE | 55 | 227561 | 7618255 |  | 26/10/1954 | 487.68 | 488
984 | 13025 | Sub-artesian Facility | Existing | ONE MILE BORE | 55 | 281392 | 7611360 |  | 3/10/1955 | 317.91 | NA
984 | 13432 | Sub-artesian Facility | Existing |  | 55 | 317075 | 7605026 |  | 18/10/1957 | 108.2 | 97
984 | 13512 | Sub-artesian Facility | Abandoned and Destroyed | LILYHOLE BORE | 55 | 315377 | 7624232 |  | 29/12/1957 | 66.14 | 60
984 | 13644 | Sub-artesian Facility | Existing | GILLIES BORE | 55 | 311183 | 7623505 |  | 16/7/1958 | 156.06 | 136
984 | 13731 | Sub-artesian Facility | Existing |  | 55 | 240581 | 7647838 |  | 29/8/1957 | 369.11 | 369
984 | 13822 | Sub-artesian Facility | Existing | BOUNDARY BORE | 55 | 288256 | 7651411 |  | 10/1/1959 | 229.2 | 199
984 | 14083 | Sub-artesian Facility | Existing | BODE BORE | 55 | 263720 | 7652867 |  | 21/4/1960 | 289.56 | 265
984 | 14122 | Sub-artesian Facility | Existing | HOMESTEAD BORE | 55 | 230028 | 7618769 |  | 8/9/1960 | 426.72 | 427
984 | 14335 | Sub-artesian Facility | Existing |  | 55 | 303346 | 7655389 |  | 24/2/1961 | 111.56 | 112
984 | 14545 | Sub-artesian Facility | Existing | NO.2 BORE | 55 | 273857 | 7630028 |  | 20/3/1961 | 355.4 | 355
984 | 16063 | Sub-artesian Facility | Existing | JEDNOOK BORE | 55 | 321350 | 7620037 |  | 11/7/1964 | 41.45 | 42
984 | 16064 | Sub-artesian Facility | Existing | BANTY BORE | 55 | 324605 | 7619686 |  | 22/7/1964 | 36.58 | 37
984 | 17283 | Sub-artesian Facility | Existing | HOUSE BORE | 55 | 286476 | 7653578 |  | 26/2/1967 | 221.89 | 174
984 | 17614 | Sub-artesian Facility | Existing | BOGUNDA BORE | 55 | 271204 | 7644843 |  | 1/3/1951 | 203.91 | 202
984 | 17615 | Sub-artesian Facility | Existing | MERLIN BORE | 55 | 274725 | 7652927 |  | 1/6/1957 | 243.84 | 224
984 | 17617 | Sub-artesian Facility | Existing | SHIRLEYS BORE | 55 | 300204 | 7649660 |  | 1/11/1957 | 179.83 | 159
984 | 30666 | Sub-artesian Facility | Existing |  | 55 | 302988 | 7623633 |  | 23/12/1968 | 188.06 | 188
984 | 51352 | Sub-artesian Facility | Existing | BROWNS BORE | 55 | 309767 | 7615011 |  | 30/8/1979 | 128.02 | 78
984 | 51651 | Sub-artesian Facility | Existing | CENTRAL BORE | 55 | 306474 | 7612806 |  | 11/1/1983 | 182.88 | 159
984 | 51867 | Sub-artesian Facility | Existing | BIG MILL | 55 | 296365 | 7643785 |  | 1/1/1938 | 182.9 | NA
984 | 69010 | Sub-artesian Facility | Existing | PANDORA BORE | 55 | 259271 | 7650523 |  | 30/9/1984 | 304 | 106
984 | 69040 | Sub-artesian Facility | Existing | NINE MILE BORE | 55 | 300516 | 7608155 |  | 16/3/1985 | 195.5 | 147
984 | 69095 | Sub-artesian Facility | Existing | RYDERS BORE | 55 | 298000 | 7616364 |  | 24/4/1985 | 223 | 208
984 | 69471 | Sub-artesian Facility | Existing |  | 55 | 300077 | 7623107 |  | 21/4/1988 | 275 | 275
984 | 69527 | Sub-artesian Facility | Existing | NEW NO 2 BORE | 55 | 231822 | 7647080 |  | 14/10/1988 | 353.5 | 354
984 | 69773 | Sub-artesian Facility | Existing | FOYLE B BORE | 55 | 231518 | 7608548 |  | 11/6/1992 | 429 | 429
984 | 93645 | Sub-artesian Facility | Existing | TOWER | 55 | 301423 | 7643216 |  | 25/5/2001 | 153 | 144
984 | 93700 | Sub-artesian Facility | Existing | EWEN PLAINS HOUSE BORE | 55 | 278241 | 7646715 |  | 10/10/2002 | 234.6 | 235
984 | 93724 | Sub-artesian Facility | Existing |  | 55 | 307424 | 7639389 |  | 25/5/2002 | 199.95 | 200
984 | 93734 | Sub-artesian Facility | Proposed |  | 55 | 307812 | 7623465 |  |  | NA | NA
984 | 93735 | Sub-artesian Facility | Existing | TAYLORS CREEK | 55 | 302565 | 7622583 |  | 28/1/2001 | 185 | 185
984 | 93736 | Sub-artesian Facility | Existing | LILYHOLE BORE | 55 | 315113 | 7624621 |  | 30/11/2000 | 47.5 | 48
984 | 93737 | Sub-artesian Facility | Existing | DEAD HORSE BORE | 55 | 314105 | 7619976 |  | 31/1/2001 | 149 | 149
984 | 93805 | Sub-artesian Facility | Abandoned and Destroyed | PICCANINNI BORE | 55 | 283174 | 7620352 |  | 24/6/2001 | 350.5 | 293
984 | 93810 | Sub-artesian Facility | Existing | GUM HOLES | 55 | 309180 | 7630445 |  | 15/6/2001 | 115 | 73
984 | 93865 | Sub-artesian Facility | Existing | VENTCHER HOUSE BORE | 55 | 245674 | 7641263 |  | 30/3/2003 | 402 | 402
984 | 93880 | Sub-artesian Facility | Existing | NEW 1 MILE | 55 | 282214 | 7613386 |  | 25/2/2002 | 310 | 260
984 | 93882 | Sub-artesian Facility | Existing | KENTLE SHED BORE | 55 | 228310 | 7624340 |  | 8/8/2002 | 438 | 416
984 | 93901 | Sub-artesian Facility | Existing | BRIDLE CREEK NO 2 | 55 | 224293 | 7657672 |  | 1/4/2003 | 338.6 | 339
984 | 100114 | Artesian Bore, Controlled Flow | Abandoned and Destroyed | EEA ABERFOYLE 1 | 55 | 315194 | 7617662 | 286.6 | 26/10/1993 | NA | 152
984 | 100115 | Artesian Bore, Controlled Flow | Abandoned and Destroyed | EEA ABERFOYLE 1A | 55 | 315194 | 7617663 | 286.6 | 29/11/1993 | 1494.9 | 1255
984 | 118120 | Sub-artesian Facility | Existing | POWERLINE BORE | 55 | 255529 | 7605654 |  | 1/8/2004 | 420 | 400
984 | 118366 | Sub-artesian Facility | Existing | NEW BORE | 55 | 256419 | 7624724 |  | 13/8/2004 | 432 | 409
984 | 118552 | Sub-artesian Facility | Existing | TOP BORE | 55 | 271222 | 7639882 |  | 18/8/2004 | 348 | 342
984 | 118635 | Sub-artesian Facility | Existing | NEW BORE | 55 | 240462 | 7653821 |  | 23/4/2005 | 381.5 | 382
984 | 118659 | Sub-artesian Facility | Existing | NARROW PADDOCK BORE | 55 | 308853 | 7606261 |  | 19/10/2005 | 209.14 | 209
984 | 118660 | Sub-artesian Facility | Existing | OWENS BORE | 55 | 306570 | 7614560 |  | 5/9/2005 | 199 | 199
984 | 118661 | Sub-artesian Facility | Existing | WEBBS BORE | 55 | 300455 | 7603701 |  | 11/8/2005 | 246 | 241
984 | 118796 | Sub-artesian Facility | Existing | BIG MILL BORE | 55 | 297402 | 7642748 |  | 10/7/2006 | 187 | 187
984 | 146019 | Sub-artesian Facility | Abandoned and Destroyed | CHARLIE BORE DRY | 55 | 230009 | 7666333 |  | 2/3/2008 | 181 | 32
984 | 146020 | Sub-artesian Facility | Existing | CHARLIE BORE | 55 | 230269 | 7664482 |  | 27/3/2008 | 416.4 | 416
984 | 146293 | Sub-artesian Facility | Existing | NEW PICCANINNY BORE | 55 | 282179 | 7619953 |  | 24/8/2010 | 366.3 | 361
989 | 126 | Artesian Bore, Flow Ceased | Existing | SESBANTIA TRUST BORE | 54 | 703188 | 7595350 |  | 1/9/1916 | 1069.24 | 1067
989 | 151 | Artesian Bore, Uncontrolled Flow | Abandoned and Destroyed | 12 MILE | 54 | 690000 | 7522895 |  |  | 89.3 | NA
989 | 410 | Sub-artesian Facility | Abandoned and Destroyed | DRY CREEK BORE | 54 | 695944 | 7540671 |  | 1/1/1907 | 92.35 | NA
989 | 411 | Sub-artesian Facility | Abandoned and Destroyed | OLIO RLY STN | 54 | 728478 | 7577403 |  | 1/4/1918 | 153.62 | 154
989 | 1320 | Artesian Bore, Controlled Flow | Existing | SIX MILE BORE | 54 | 672024 | 7564837 | 189.1 |  | 1352.7 | 207
989 | 1321 | Artesian Bore, Flow Ceased | Existing | SIX MILE NO.2 BORE | 54 | 656129 | 7595257 | 229 |  | 1134.16 | NA
989 | 1322 | Artesian Bore, Flow Ceased | Existing | 6 MILE BORE | 54 | 665463 | 7587124 |  | 10/2/1911 | 1214.02 | 980
989 | 1323 | Sub-artesian Facility | Abandoned and Destroyed | TEVIOT | 54 | 689323 | 7539501 |  | 1/1/1912 | NA | NA
989 | 1324 | Sub-artesian Facility | Abandoned and Destroyed | BLUMFIELD | 54 | 694176 | 7537910 |  | 31/12/1899 | NA | NA
989 | 1328 | Sub-artesian Facility | Abandoned and Destroyed |  | 54 | 664393 | 7596283 |  |  | NA | NA
989 | 1329 | Sub-artesian Facility | Existing | NO.4 BORE | 54 | 680306 | 7546220 |  | 1/1/1919 | 91.4 | 76
989 | 1500 | Sub-artesian Facility | Abandoned and Destroyed | OLD GUNBARREL BORE | 54 | 673096 | 7510475 |  | 1/1/1910 | 147.2 | 23
989 | 1527 | Sub-artesian Facility | Abandoned and Destroyed |  | 54 | 683145 | 7513811 | 219.9 | 1/1/1912 | NA | 155
989 | 1528 | Sub-artesian Facility | Existing | NO.2 BORE | 54 | 664361 | 7523904 |  | 1/1/1914 | 178.7 | 88
989 | 1529 | Sub-artesian Facility | Existing | NUGGET BORE | 54 | 672366 | 7518213 |  | 10/4/1937 | 61 | 61
989 | 2491 | Sub-artesian Facility | Abandoned and Destroyed | SNAKE CREEK BORE | 54 | 655808 | 7555890 |  | 1/1/1913 | 166.1 | 162
989 | 2495 | Sub-artesian Facility | Abandoned and Destroyed | OBRIENS CREEK BORE | 54 | 659746 | 7562673 |  | 1/1/1913 | 188.97 | NA
989 | 2930 | Artesian Bore, Flow Ceased | Existing | HOUSE BORE | 54 | 673252 | 7606570 |  | 22/2/1967 | 1141.5 | 1095
989 | 2931 | Artesian Bore, Flow Ceased | Existing | NO.2 BORE | 54 | 669596 | 7605860 |  | 22/2/1967 | 1068.64 | 1069
989 | 3550 | Artesian Bore, Controlled Flow | Abandoned and Destroyed |  | 54 | 731103 | 7593748 |  | 3/10/1971 | 1180.8 | 1250
989 | 3553 | Sub-artesian Facility | Existing | OLIO BORE | 54 | 737933 | 7589016 |  | 15/2/1957 | 105.46 | 66
989 | 3565 | Sub-artesian Facility | Abandoned and Destroyed | NO.4 BORE | 54 | 720999 | 7593637 |  | 31/12/1899 | NA | NA
989 | 3582 | Sub-artesian Facility | Abandoned and Destroyed | NO NAME BORE | 54 | 733609 | 7578409 |  | 31/12/1899 | NA | NA
989 | 3583 | Sub-artesian Facility | Abandoned and Destroyed | NO NAME BORE | 54 | 733609 | 7578409 |  | 31/12/1899 | NA | NA
989 | 4092 | Artesian Bore, Flow Ceased | Existing |  | 54 | 726864 | 7568345 |  | 1/4/1901 | 1158.3 | 91
989 | 4097 | Sub-artesian Facility | Existing |  | 54 | 729460 | 7548415 | 293.7 | 1/1/1905 | 99.1 | NA
989 | 4106 | Sub-artesian Facility | Abandoned and Destroyed | STUD PADDOCK BORE | 54 | 722582 | 7547185 |  | 1/1/1908 | 68.6 | NA
989 | 4108 | Sub-artesian Facility | Existing | MOUNTAIN BORE | 54 | 717431 | 7540863 | 249.7 | 1/1/1971 | 108.5 | 108
989 | 4109 | Sub-artesian Facility | Existing | HOME CREEK BORE | 54 | 719238 | 7546474 |  | 31/12/1899 | 110.3 | NA
989 | 4115 | Artesian Bore, Flow Ceased | Existing | HOUSE BORE | 54 | 716322 | 7576877 |  | 12/3/1900 | 1097.29 | 912
989 | 4116 | Sub-artesian Facility | Abandoned and Destroyed |  | 54 | 737895 | 7586603 |  |  | 74.4 | NA
989 | 4117 | Sub-artesian Facility | Abandoned and Destroyed |  | 54 | 725067 | 7588055 |  | 1/1/1909 | 89.3 | NA
989 | 4118 | Sub-artesian Facility | Abandoned and Destroyed |  | 54 | 721047 | 7580492 |  |  | NA | NA
989 | 4119 | Sub-artesian Facility | Existing | FAR BORE | 54 | 707962 | 7556963 |  | 31/12/1899 | 92.7 | NA
989 | 4121 | Sub-artesian Facility | Existing | WELL PADDOCK BORE | 54 | 712760 | 7532000 | 233.3 | 1/1/1912 | 137.2 | NA
989 | 4122 | Sub-artesian Facility | Existing | RANGELAND NO. 2 | 54 | 706485 | 7537603 | 269 | 1/1/1912 | 308.46 | 228
989 | 4123 | Sub-artesian Facility | Abandoned and Destroyed |  | 54 | 706765 | 7544186 | 259.8 | 31/12/1899 | 120 | NA
989 | 4124 | Sub-artesian Facility | Existing | HILLSIDE BORE | 54 | 716017 | 7530939 | 236.6 | 31/12/1899 | 121.9 | NA
989 | 4125 | Sub-artesian Facility | Existing | HOUSE BORE | 54 | 710436 | 7535645 | 269.3 | 1/1/1915 | 170.7 | NA
989 | 4132 | Sub-artesian Facility | Existing | ALDINGHAM WELL | 54 | 728382 | 7534812 |  | 1/1/1907 | 42.7 | NA
989 | 4133 | Sub-artesian Facility | Existing | SIDING BORE | 54 | 716903 | 7549358 | 236.9 | 12/8/1915 | 124.4 | NA
989 | 4371 | Artesian Bore, Controlled Flow | Existing | MOREENA BORE | 54 | 701459 | 7608806 | 208.8 | 31/1/1900 | 896.42 | 888
989 | 4372 | Artesian Bore, Flow Ceased | Existing | LOWER BALMORAL BORE | 54 | 687660 | 7603954 | 223.1 | 31/12/1899 | 946.41 | 732
989 | 4373 | Artesian Bore, Flow Ceased | Existing | TOP BALMORAL BORE | 54 | 677591 | 7606065 |  | 1/1/1925 | 1006.16 | 1038
989 | 4374 | Artesian Bore, Flow Ceased | Existing | NO.5 BORE | 54 | 714861 | 7593597 |  | 1/3/1902 | 971.1 | 758
989 | 4375 | Artesian Bore, Flow Ceased | Existing | NO.6 BORE | 54 | 724779 | 7606220 |  | 1/8/1909 | 975 | 709
989 | 4379 | Sub-artesian Facility | Existing | SUTTON CREEK BORE | 54 | 729340 | 7611616 |  | 1/1/1926 | 795.23 | 795
989 | 4381 | Artesian Bore, Controlled Flow | Existing |  | 54 | 693036 | 7580065 |  |  | 1002.49 | 1014
989 | 4384 | Sub-artesian Facility | Existing |  | 54 | 703317 | 7587348 |  | 1/1/1914 | 110.9 | NA
989 | 4387 | Sub-artesian Facility | Abandoned and Destroyed |  | 54 | 715457 | 7602987 |  | 1/1/1914 | 126.2 | NA
989 | 4932 | Sub-artesian Facility | Existing | NO.8 BORE | 54 | 704547 | 7546119 |  | 10/12/1971 | 126.2 | 107
989 | 5123 | Sub-artesian Facility | Abandoned and Destroyed | CORELLA LANE BORE | 54 | 698155 | 7538105 |  | 23/5/1936 | 163.37 | 168
989 | 5143 | Artesian Bore, Controlled Flow | Abandoned and Destroyed | STRATHGILLIAN BORE | 54 | 688694 | 7554902 |  | 10/9/1936 | 199.03 | 194
989 | 5438 | Sub-artesian Facility | Existing | DIRLETON BORE | 54 | 737551 | 7558810 |  | 3/9/1971 | 121.9 | 110
989 | 5466 | Sub-artesian Facility | Existing |  | 54 | 738161 | 7575170 |  | 8/5/1942 | 160.02 | NA
989 | 5544 | Sub-artesian Facility | Existing |  | 54 | 730047 | 7575539 |  | 29/5/1937 | 213.36 | 208
989 | 5549 | Sub-artesian Facility | Existing | CORNER BORE | 54 | 722774 | 7596723 |  | 4/10/1971 | 106.7 | NA
989 | 5550 | Sub-artesian Facility | Existing | COOLIBAH BORE | 54 | 728216 | 7601218 |  | 2/10/1971 | 113.4 | NA
989 | 5551 | Sub-artesian Facility | Abandoned and Destroyed | WEST VENTURE BORE | 54 | 727839 | 7597604 |  | 4/10/1971 | 155.44 | NA
989 | 5552 | Sub-artesian Facility | Existing | EAST VENTURE | 54 | 736903 | 7596650 |  | 3/10/1971 | 124.4 | NA
989 | 5553 | Sub-artesian Facility | Existing | WAIORA BORE | 54 | 739618 | 7602580 |  | 4/10/1971 | 93 | NA
989 | 5554 | Sub-artesian Facility | Existing | HOMESTEAD BORE | 54 | 733735 | 7602473 |  | 2/10/1971 | 154.2 | NA
989 | 5722 | Sub-artesian Facility | Abandoned and Destroyed | WYBENIA (1) BORE | 54 | 667175 | 7590275 |  | 1/1/1923 | NA | NA
989 | 5753 | Sub-artesian Facility | Existing | NO. 1 BORE | 54 | 676590 | 7583220 |  |  | 97.2 | NA
989 | 5754 | Sub-artesian Facility | Existing | NO.2 BORE | 54 | 675968 | 7588372 |  | 31/12/1899 | 99.1 | NA
989 | 5755 | Sub-artesian Facility | Abandoned and Destroyed |  | 54 | 681255 | 7583090 |  | 1/1/1914 | 114.9 | NA
989 | 5756 | Sub-artesian Facility | Abandoned and Destroyed |  | 54 | 671351 | 7591549 |  |  | NA | NA
989 | 5757 | Sub-artesian Facility | Abandoned and Destroyed |  | 54 | 672848 | 7585114 |  |  | 115 | NA
989 | 5758 | Sub-artesian Facility | Abandoned and Destroyed | HOUSE BORE | 54 | 677867 | 7583138 |  | 1/1/1912 | NA | NA
989 | 5759 | Sub-artesian Facility | Abandoned and Destroyed |  | 54 | 681096 | 7581124 |  | 1/1/1933 | NA | 49
989 | 5763 | Sub-artesian Facility | Abandoned and Destroyed | HOUSE BORE | 54 | 677867 | 7583138 |  | 1/1/1925 | NA | NA
989 | 5793 | Sub-artesian Facility | Abandoned and Destroyed | RANGELANDS (1) BORE | 54 | 697934 | 7545582 |  | 1/1/1923 | NA | NA
989 | 5794 | Sub-artesian Facility | Existing | HOUSE BORE | 54 | 696920 | 7541670 |  | 31/12/1899 | 198.1 | 102
989 | 5795 | Sub-artesian Facility | Existing | LOUISE BORE | 54 | 702880 | 7541393 |  | 31/12/1899 | 141.7 | 81
989 | 5832 | Sub-artesian Facility | Abandoned and Destroyed | NO.2 BORE | 54 | 660677 | 7555565 |  | 1/1/1925 | 184.1 | 184
989 | 5833 | Sub-artesian Facility | Abandoned and Destroyed |  | 54 | 658701 | 7517906 |  | 30/3/1937 | NA | NA
989 | 5878 | Sub-artesian Facility | Abandoned and Destroyed |  | 54 | 676071 | 7531587 |  |  | 192.2 | NA
989 | 5880 | Sub-artesian Facility | Existing | NARANGIE BORE | 54 | 663278 | 7538932 |  | 8/7/1937 | 129.3 | NA
989 | 5881 | Sub-artesian Facility | Existing | NO.3 BORE | 54 | 669039 | 7542965 |  | 8/7/1937 | 238.8 | NA
989 | 5882 | Sub-artesian Facility | Abandoned and Destroyed |  | 54 | 668880 | 7535809 |  | 1/1/1924 | NA | NA
989 | 5883 | Sub-artesian Facility | Abandoned and Destroyed | NORANGIE (5) BORE | 54 | 659180 | 7539435 |  | 1/1/1925 | NA | NA
989 | 5884 | Sub-artesian Facility | Existing | PARTY BORE | 54 | 658305 | 7567160 |  | 1/1/1924 | 216.7 | NA
989 | 5889 | Sub-artesian Facility | Abandoned and Destroyed | ASCOTT BORE | 54 | 655857 | 7586117 |  | 1/1/1924 | 221.6 | NA
989 | 5915 | Sub-artesian Facility | Existing | SHARE BORE | 54 | 702736 | 7549819 |  | 25/9/1937 | 183 | NA
989 | 5916 | Sub-artesian Facility | Existing | THREE MILE BORE | 54 | 708006 | 7550692 |  | 10/12/1971 | 125.1 | NA
989 | 5917 | Sub-artesian Facility | Existing | HOUSE BORE | 54 | 710235 | 7549456 |  | 10/12/1971 | 122 | NA
989 | 5930 | Sub-artesian Facility | Existing | JUNCTION BORE | 54 | 724273 | 7534492 |  | 1/1/1915 | 101.2 | NA
989 | 6030 | Sub-artesian Facility | Existing |  | 54 | 700218 | 7558217 |  | 1/1/1912 | NA | 137
989 | 6031 | Sub-artesian Facility | Abandoned and Destroyed | COOINDA (2) | 54 | 703509 | 7567217 |  | 1/1/1924 | 124.36 | NA
989 | 6032 | Sub-artesian Facility | Abandoned and Destroyed | COOINDA (3) BORE | 54 | 687442 | 7582113 |  | 1/6/1924 | NA | 197
989 | 6034 | Sub-artesian Facility | Abandoned and Destroyed | LOVELLE DOWNS BORE | 54 | 662383 | 7544012 |  | 1/1/1926 | 245 | NA
989 | 6070 | Sub-artesian Facility | Abandoned and Destroyed | 18 MILE CREEK BORE | 54 | 669654 | 7555434 |  | 30/4/1937 | 305 | 305
989 | 6071 | Sub-artesian Facility | Abandoned and Destroyed | WESTON BORE | 54 | 666294 | 7563210 |  | 30/4/1937 | 249.5 | 249
989 | 6079 | Sub-artesian Facility | Existing | WILLIS BORE | 54 | 712051 | 7546199 |  | 1/1/1971 | 152.4 | 102
989 | 6080 | Sub-artesian Facility | Existing | BUTCHERS BORE | 54 | 707032 | 7530437 |  | 1/1/1921 | 182.9 | 168
989 | 6093 | Sub-artesian Facility | Existing | DAMM BORE | 54 | 658125 | 7571925 |  | 1/1/1919 | 173.4 | 174
989 | 6476 | Sub-artesian Facility | Abandoned and Destroyed |  | 54 | 676665 | 7513589 |  | 1/1/1921 | 100.6 | NA
989 | 6484 | Sub-artesian Facility | Existing | NO.2 BORE | 54 | 704770 | 7578183 |  | 1/1/1924 | 198 | 199
989 | 6485 | Sub-artesian Facility | Abandoned and Destroyed | PIPELINE BORE | 54 | 709840 | 7563207 |  | 31/12/1899 | NA | NA
989 | 6486 | Sub-artesian Facility | Existing | HEXHAM BORE | 54 | 712928 | 7559108 |  | 1/1/1925 | 182.9 | NA
989 | 6487 | Sub-artesian Facility | Existing | COTTAGE BORE | 54 | 709149 | 7568026 |  | 1/1/1937 | 127.4 | 127
989 | 6545 | Sub-artesian Facility | Existing |  | 54 | 659809 | 7581362 |  | 1/1/1924 | 240.2 | 240
989 | 6546 | Sub-artesian Facility | Existing |  | 54 | 664014 | 7588478 |  | 1/1/1924 | 246.9 | NA
989 | 6576 | Sub-artesian Facility | Abandoned and Destroyed |  | 54 | 688355 | 7591308 |  | 1/1/1925 | 30.5 | NA
989 | 6578 | Sub-artesian Facility | Abandoned and Destroyed |  | 54 | 685404 | 7586651 |  | 1/1/1924 | 30.5 | NA
989 | 6579 | Sub-artesian Facility | Abandoned and Destroyed |  | 54 | 690337 | 7587279 |  | 1/1/1923 | 175.9 | 176
989 | 6757 | Sub-artesian Facility | Existing | BOTTOM PADDOCK BORE | 54 | 711124 | 7583745 |  | 1/1/1914 | 132.6 | NA
989 | 6758 | Sub-artesian Facility | Existing | MUIRS ROAD BORE | 54 | 716081 | 7585897 |  | 1/1/1915 | 129.5 | NA
989 | 6759 | Sub-artesian Facility | Abandoned and Destroyed | OLD HOUSE BORE | 54 | 720299 | 7585773 |  | 1/1/1924 | 121.9 | NA
989 | 6760 | Sub-artesian Facility | Abandoned and Destroyed |  | 54 | 726715 | 7579079 |  | 1/1/1916 | 170.7 | NA
989 | 6761 | Sub-artesian Facility | Existing | WELL BORE | 54 | 729753 | 7585195 |  | 1/1/1923 | 179.8 | NA
989 | 6762 | Sub-artesian Facility | Existing | RAILWAY BORE | 54 | 733959 | 7584373 |  | 1/1/1923 | 179.8 | NA
989 | 6945 | Sub-artesian Facility | Existing | RAM PADDOCK BORE | 54 | 678168 | 7520472 |  | 1/1/1938 | 103.6 | NA
989 | 7007 | Sub-artesian Facility | Abandoned and Destroyed |  | 54 | 684878 | 7569641 |  | 1/1/1919 | 128.6 | NA
989 | 7008 | Sub-artesian Facility | Existing | SALTY BORE | 54 | 675144 | 7558330 |  | 1/1/1919 | 227.1 | 227
989 | 7009 | Sub-artesian Facility | Existing | TALKARA BORE | 54 | 681235 | 7577756 |  | 1/1/1923 | 190.2 | 191
989 | 7010 | Sub-artesian Facility | Abandoned and Destroyed | NO NAME | 54 | 668195 | 7573941 |  | 1/1/1923 | NA | 229
989 | 7011 | Sub-artesian Facility | Existing | COCKATOO BORE | 54 | 684120 | 7553322 |  | 1/1/1925 | 197.6 | 198
989 | 7012 | Sub-artesian Facility | Abandoned and Destroyed | NO NAME | 54 | 673646 | 7574943 |  | 26/6/1928 | 237.75 | NA
989 | 7058 | Sub-artesian Facility | Abandoned and Destroyed |  | 54 | 666016 | 7532621 |  | 20/7/1938 | NA | 137
989 | 7117 | Sub-artesian Facility | Abandoned and Destroyed |  | 54 | 740545 | 7576342 |  | 1/1/1922 | NA | 79
989 | 7483 | Sub-artesian Facility | Existing | BURTON BORE | 54 | 724342 | 7554127 |  | 1/1/1926 | 140.8 | NA
989 | 7768 | Sub-artesian Facility | Abandoned and Destroyed |  | 54 | 733461 | 7589270 |  |  | NA | NA
989 | 7941 | Sub-artesian Facility | Abandoned and Destroyed | SAUNDERS S.R.F. | 54 | 718614 | 7538185 |  | 13/4/1940 | 170.99 | 173
989 | 8913 | Sub-artesian Facility | Existing |  | 54 | 712592 | 7571469 |  |  | 134.72 | NA
989 | 9092 | Sub-artesian Facility | Existing |  | 54 | 737774 | 7570921 |  | 1/1/1942 | 124.35 | NA
989 | 9119 | Sub-artesian Facility | Abandoned and Destroyed |  | 54 | 734112 | 7577894 |  | 7/11/1942 | 170.99 | NA
989 | 9300 | Sub-artesian Facility | Existing | OLD BORE | 54 | 662942 | 7504036 |  | 31/12/1899 | 202.7 | NA
989 | 9435 | Sub-artesian Facility | Existing |  | 54 | 739482 | 7581882 |  | 30/7/1943 | 83.82 | 77
989 | 9446 | Sub-artesian Facility | Existing | HOUSE BORE | 54 | 733903 | 7564184 |  | 11/9/1943 | 115.82 | 46
989 | 9605 | Sub-artesian Facility | Existing | SCOUR BORE | 54 | 734028 | 7559116 |  | 6/11/1943 | 121.92 | 29
989 | 9690 | Sub-artesian Facility | Existing |  | 54 | 699639 | 7585242 |  | 16/10/1943 | 179.83 | 170
989 | 9778 | Sub-artesian Facility | Existing | NO.1 BORE | 54 | 694302 | 7552223 |  | 1/3/1931 | 185.93 | 178
989 | 9945 | Sub-artesian Facility | Existing | NO.8 BORE | 54 | 710469 | 7574674 |  | 9/8/1944 | 96.01 | 80
989 | 10653 | Sub-artesian Facility | Existing | NO.4 BORE | 54 | 657513 | 7605904 |  | 1/1/1920 | 118.87 | 38
989 | 10728 | Sub-artesian Facility | Abandoned and Destroyed | HOMESTEAD BORE | 54 | 718740 | 7557312 |  | 1/1/1946 | 135.3 | 122
989 | 10881 | Sub-artesian Facility | Existing | NO.5 BORE | 54 | 710326 | 7577787 |  | 27/2/1947 | 106.68 | 73
989 | 10882 | Sub-artesian Facility | Existing | NO.3 BORE | 54 | 704386 | 7574126 |  | 21/3/1947 | 97.54 | 55
989 | 10883 | Sub-artesian Facility | Existing | LILFORD NO.1 BORE | 54 | 700886 | 7579192 |  | 18/5/1947 | 177.09 | 79
989 | 10884 | Sub-artesian Facility | Abandoned and Destroyed |  | 54 | 707076 | 7562740 |  | 21/6/1947 | NA | 113
989 | 10957 | Sub-artesian Facility | Existing | NO.4 BORE | 54 | 725071 | 7560767 |  | 20/7/1947 | 128.02 | 102
989 | 11202 | Sub-artesian Facility | Existing | NORTHS BORE | 54 | 724354 | 7591494 |  | 9/5/1948 | 138.07 | 42
989 | 11271 | Sub-artesian Facility | Existing | BAUHINIA BORE | 54 | 738583 | 7564052 |  | 13/10/1948 | 133.2 | 133
989 | 11328 | Sub-artesian Facility | Existing | RACECOURSE BORE | 54 | 719685 | 7587370 |  | 12/2/1949 | 194.46 | 163
989 | 11417 | Sub-artesian Facility | Existing | TRIANGLE BORE | 54 | 725549 | 7586207 |  | 5/6/1949 | 198.12 | 142
989 | 11440 | Sub-artesian Facility | Existing | ROSEBURN SUB BORE | 54 | 712933 | 7601054 |  | 16/7/1949 | 192.33 | 45
989 | 11490 | Sub-artesian Facility | Existing | NO.3 BORE | 54 | 718226 | 7571960 |  | 6/6/1949 | 137.16 | 43
989 | 11875 | Sub-artesian Facility | Existing |  | 54 | 730881 | 7571654 |  | 8/10/1951 | 152.4 | 71
989 | 12070 | Sub-artesian Facility | Existing |  | 54 | 738848 | 7578144 |  | 26/6/1951 | 167.64 | 81
989 | 12086 | Sub-artesian Facility | Existing | 4 MILE BORE | 54 | 740085 | 7591652 |  | 24/8/1951 | 107.59 | 66
989 | 12431 | Sub-artesian Facility | Existing | BLOOMSFIELD BORE | 54 | 693439 | 7535513 |  | 1/12/1953 | 213.36 | 214
989 | 12445 | Sub-artesian Facility | Existing | CAIRN CREEK BORE | 54 | 728588 | 7564768 |  | 11/10/1953 | 129.54 | 46
989 | 12793 | Sub-artesian Facility | Existing | GLENVIEW BORE | 54 | 699011 | 7530111 |  | 25/10/1954 | 184.71 | 185
989 | 12806 | Sub-artesian Facility | Existing | NO.6 BORE | 54 | 691822 | 7592211 |  | 30/4/1954 | 141.43 | 48
989 | 12807 | Sub-artesian Facility | Existing | NO.5 BORE | 54 | 686251 | 7591718 |  | 19/3/1954 | 150.88 | 54
989 | 12836 | Sub-artesian Facility | Existing | BORE PADDOCK | 54 | 727021 | 7543446 |  | 1/5/1954 | 172.21 | 51
989 | 12848 | Sub-artesian Facility | Existing | ROAD PADDOCK BORE | 54 | 668757 | 7516936 |  | 23/5/1953 | 111.25 | NA
989 | 12907 | Sub-artesian Facility | Existing |  | 54 | 665648 | 7578613 |  | 23/7/1955 | 99.06 | 99
989 | 12991 | Sub-artesian Facility | Existing | NO.5 BORE | 54 | 659169 | 7601499 |  | 30/10/1955 | 167.64 | 98
989 | 13344 | Sub-artesian Facility | Existing | NORTH BORE | 54 | 736906 | 7604905 |  | 5/4/1957 | 116.74 | 53
989 | 13388 | Sub-artesian Facility | Existing | STOWERS BORE | 54 | 728216 | 7601218 |  | 18/5/1957 | 143.3 | 42
989 | 13445 | Sub-artesian Facility | Existing | NO.4 BORE | 54 | 718526 | 7594942 |  | 14/9/1957 | 199.95 | 41
989 | 13447 | Sub-artesian Facility | Existing | JOHNIES BORE | 54 | 729212 | 7553866 |  | 19/10/1957 | 125.58 | 34
989 | 13591 | Sub-artesian Facility | Existing | NO.1 BORE | 54 | 698010 | 7546531 |  | 14/12/1947 | NA | 130
989 | 13726 | Sub-artesian Facility | Existing |  | 54 | 683439 | 7587758 |  | 12/5/1958 | 145.69 | 72
989 | 13727 | Sub-artesian Facility | Existing |  | 54 | 690996 | 7592540 |  | 7/8/1958 | 152.4 | 60
989 | 13769 | Sub-artesian Facility | Existing | STOWERS BORE | 54 | 674663 | 7551117 |  | 9/8/1958 | 195.07 | 122
989 | 13788 | Sub-artesian Facility | Existing |  | 54 | 711815 | 7607166 |  | 1/11/1958 | 219.5 | 220
989 | 13790 | Sub-artesian Facility | Existing |  | 54 | 705443 | 7584333 |  | 25/10/1958 | 173.74 | 34
989 | 13855 | Sub-artesian Facility | Existing | NO.2 BORE | 54 | 714925 | 7554961 |  | 8/12/1958 | 158.5 | 58
989 | 13902 | Artesian Bore, Flow Ceased | Existing | BIG BORE | 54 | 709374 | 7561883 |  | 23/5/1960 | 924.15 | 925
989 | 13911 | Sub-artesian Facility | Existing | LESLIES BORE | 54 | 720758 | 7554686 |  | 21/2/1959 | 129.24 | 69
989 | 14084 | Sub-artesian Facility | Existing |  | 54 | 709606 | 7588846 |  | 19/1/1960 | 129.54 | 108
989 | 14086 | Sub-artesian Facility | Existing | NO.2 BORE | 54 | 698727 | 7552158 |  | 14/12/1960 | 140.21 | 131
989 | 14171 | Sub-artesian Facility | Abandoned and Destroyed | MYALL NO.2 BORE | 54 | 682501 | 7556956 |  | 5/7/1960 | 152.4 | 100
989 | 14235 | Sub-artesian Facility | Existing |  | 54 | 666051 | 7544908 |  | 4/8/1960 | 181.97 | 133
989 | 14264 | Sub-artesian Facility | Abandoned and Destroyed | WESTON NO.3 BORE | 54 | 668497 | 7555197 |  | 3/8/1960 | 198.12 | 198
989 | 14340 | Artesian Bore, Flow Ceased | Existing | NO.1 BORE | 54 | 690187 | 7546582 |  | 19/1/1960 | 140.21 | 121
989 | 14491 | Sub-artesian Facility | Existing | NO.2 BORE | 54 | 691525 | 7536301 |  | 12/3/1960 | 158.5 | 89
989 | 14969 | Sub-artesian Facility | Abandoned and Destroyed |  | 54 | 667024 | 7531276 |  | 18/2/1962 | 151.18 | 154
989 | 15151 | Sub-artesian Facility | Existing | HOUSE BORE | 54 | 717497 | 7566320 |  | 17/6/1962 | 105.16 | 105
989 | 15369 | Sub-artesian Facility | Abandoned and Destroyed | MIMOSA BORE | 54 | 685701 | 7532333 |  | 1/1/1929 | 192 | NA
989 | 15370 | Sub-artesian Facility | Existing | KNOBS BORE | 54 | 692349 | 7521088 |  | 26/7/1962 | 153.01 | 147
989 | 15546 | Sub-artesian Facility | Existing | NO.3 BORE | 54 | 729857 | 7544482 |  | 24/6/1963 | 182.88 | 183
989 | 15694 | Sub-artesian Facility | Existing |  | 54 | 659180 | 7539435 |  | 4/3/1963 | 243.84 | 244
989 | 15746 | Sub-artesian Facility | Existing | ROAD PADDOCK BORE | 54 | 722583 | 7547248 |  | 25/7/1963 | 106.68 | 107
989 | 15900 | Sub-artesian Facility | Existing | MCKENZIE BORE | 54 | 725270 | 7580750 |  | 11/7/1964 | 193.55 | 152
989 | 15953 | Sub-artesian Facility | Existing |  | 54 | 707518 | 7598273 |  | 23/7/1964 | 121.92 | 77
989 | 15995 | Sub-artesian Facility | Abandoned and Destroyed | ONE TREE BORE | 54 | 704086 | 7599592 |  | 9/8/1964 | 121.92 | 122
989 | 16045 | Sub-artesian Facility | Existing | DILALAH BORE | 54 | 714637 | 7583504 |  | 8/11/1964 | 179.83 | 146
989 | 16098 | Sub-artesian Facility | Abandoned and Destroyed |  | 54 | 713808 | 7557765 |  | 26/6/1964 | 109.73 | 110
989 | 16190 | Sub-artesian Facility | Existing | NO.7 BORE | 54 | 681096 | 7581124 |  | 14/12/1964 | 144.78 | 145
989 | 16442 | Sub-artesian Facility | Existing |  | 54 | 664171 | 7602444 |  | 17/12/1964 | 185.93 | 188
989 | 16491 | Sub-artesian Facility | Abandoned and Destroyed | ROAD BORE | 54 | 687787 | 7539713 |  | 22/11/1965 | 186.1 | 186
989 | 16535 | Sub-artesian Facility | Existing |  | 54 | 660307 | 7561461 |  | 25/10/1965 | 328 | 214
989 | 16568 | Sub-artesian Facility | Existing |  | 54 | 662997 | 7596938 |  | 1/2/1966 | 152.4 | 146
989 | 16635 | Sub-artesian Facility | Existing |  | 54 | 728315 | 7558756 |  | 25/3/1966 | 153.92 | 155
989 | 16973 | Sub-artesian Facility | Abandoned and Destroyed | NO NAME | 54 | 680187 | 7588312 |  | 12/12/1966 | 244 | 61
989 | 17063 | Sub-artesian Facility | Existing |  | 54 | 703509 | 7567217 |  | 1/1/1967 | 164.59 | NA
989 | 17406 | Sub-artesian Facility | Existing | BIRTHDAY BORE | 54 | 673396 | 7547461 |  | 1/1/1960 | 97.5 | 60
989 | 17407 | Sub-artesian Facility | Abandoned and Destroyed | TOP DITTON BORE | 54 | 666506 | 7550159 |  | 1/1/1960 | 158.6 | 159
989 | 17930 | Sub-artesian Facility | Existing |  | 54 | 703100 | 7562735 |  | 1/1/1960 | 157.89 | NA
989 | 18062 | Sub-artesian Facility | Existing |  | 54 | 701807 | 7547489 |  | 7/6/1958 | 121.92 | 43
989 | 18137 | Sub-artesian Facility | Existing | GUNBARREL BORE | 54 | 673171 | 7511297 |  | 30/5/1968 | 128.02 | 128
989 | 22807 | Artesian Bore, Controlled Flow | Existing | ELDERSLIE DROUGHT BORE | 54 | 658972 | 7543048 | 179.2 | 19/9/1972 | 1298.8 | 1299
989 | 22808 | Artesian Bore, Controlled Flow | Existing | HPP GOLEBURRA 1 | 54 | 665786 | 7520340 | 173.7 | 5/10/1972 | 1576.4 | 1084
989 | 22829 | Artesian Bore, Controlled Flow | Existing | HPP WESTON NO.1 BORE | 54 | 665692 | 7561319 | 207 | 23/6/1974 | 1982 | 1213
989 | 23344 | Artesian Bore, Controlled Flow | Existing | EAL AYRSHIRE NO.1 | 54 | 661950 | 7571172 | 185 | 25/7/1985 | 1966 | 459
989 | 23636 | Artesian Bore, Flow Ceased | Existing | BRP WAIORA 1 | 54 | 714046 | 7606137 |  | 21/12/1988 | 853 | 834
989 | 26223 | Sub-artesian Facility | Existing | NEW HOUSE BORE | 54 | 720040 | 7558560 |  | 13/7/1948 | 117.3 | 28
989 | 26498 | Sub-artesian Facility | Existing |  | 54 | 674136 | 7577667 |  | 1/1/1966 | NA | 137
989 | 37362 | Sub-artesian Facility | Existing |  | 54 | 724487 | 7575681 |  | 6/1/1972 | 91.4 | NA
989 | 37363 | Sub-artesian Facility | Existing |  | 54 | 721514 | 7573692 |  | 6/1/1972 | 186.8 | NA
989 | 37529 | Sub-artesian Facility | Existing | NO.2 BORE | 54 | 670872 | 7555353 |  | 2/12/1971 | 152.5 | 152
989 | 38727 | Sub-artesian Facility | Existing | TOP BORE | 54 | 672934 | 7503066 |  | 13/8/1968 | 228.6 | NA
989 | 38728 | Sub-artesian Facility | Existing | HOUSE BORE | 54 | 671315 | 7506764 |  | 13/8/1968 | 111.3 | NA
989 | 43465 | Sub-artesian Facility | Existing | HOUSE BORE | 54 | 731418 | 7593489 |  | 30/6/1975 | 1000.96 | 910
989 | 43895 | Sub-artesian Facility | Existing |  | 54 | 701016 | 7587381 |  |  | 274.3 | NA
989 | 51062 | Sub-artesian Facility | Abandoned and Destroyed |  | 54 | 659003 | 7550206 |  | 5/7/1975 | 52 | 38
989 | 51180 | Sub-artesian Facility | Existing |  | 54 | 719948 | 7561349 |  | 6/6/1979 | NA | NA
989 | 51253 | Sub-artesian Facility | Existing | LYDIA BORE | 54 | 677279 | 7511554 |  | 1/1/1979 | 117.3 | NA
989 | 51264 | Sub-artesian Facility | Existing | PLAIN BORE | 54 | 681594 | 7512884 |  | 3/7/1979 | 152.4 | 152
989 | 51266 | Sub-artesian Facility | Existing | NEW TOP DITTON | 54 | 665723 | 7549220 |  | 10/7/1979 | 274.32 | 152
989 | 51294 | Artesian Bore, Flow Ceased | Existing |  | 54 | 658197 | 7576432 |  | 29/7/1979 | 243.84 | 110
989 | 51349 | Sub-artesian Facility | Existing |  | 54 | 701047 | 7563339 |  |  | NA | NA
989 | 51363 | Sub-artesian Facility | Existing |  | 54 | 695935 | 7530346 |  | 1/1/1979 | NA | 91
989 | 51512 | Sub-artesian Facility | Existing | NO. 3 BORE | 54 | 672053 | 7591412 |  | 14/10/1980 | 146.3 | NA
989 | 51595 | Sub-artesian Facility | Existing | N0. 4 BORE | 54 | 673791 | 7584085 |  | 19/10/1981 | 184.6 | 183
989 | 51627 | Sub-artesian Facility | Existing |  | 54 | 666761 | 7596376 |  | 5/5/1982 | 198 | 198
989 | 51801 | Artesian Bore, Controlled Flow | Existing | TEVIOT DROUGHT BORE | 54 | 684031 | 7541173 | 176 | 18/12/1983 | 1102 | 1102
989 | 51822 | Sub-artesian Facility | Proposed |  | 54 | 716013 | 7535500 |  |  | NA | NA
989 | 51823 | Sub-artesian Facility | Existing | NO. 5 BORE | 54 | 678077 | 7584278 |  | 29/6/1983 | 280 | 280
989 | 51943 | Artesian Bore, Controlled Flow | Existing | WERNA BORE | 54 | 678426 | 7588201 | 196 | 1/5/1984 | 1072 | 1072
989 | 69273 | Sub-artesian Facility | Existing | LILFORD HOUSE BORE | 54 | 697014 | 7580961 |  | 1/1/1985 | NA | NA
989 | 69416 | Sub-artesian Facility | Existing |  | 54 | 729753 | 7585195 |  |  | NA | NA
989 | 69459 | Sub-artesian Facility | Existing |  | 54 | 710235 | 7549456 |  | 18/11/1987 | 1114 | 1084
989 | 69541 | Artesian Bore, Controlled Flow | Existing |  | 54 | 721563 | 7549496 |  | 27/4/1989 | 1126 | 1126
989 | 69597 | Sub-artesian Facility | Existing |  | 54 | 724667 | 7546067 |  | 23/5/1989 | 144 | 144
989 | 69783 | Sub-artesian Facility | Existing | KNAPDALE TOP BORE | 54 | 734112 | 7577919 |  | 20/5/1992 | 162 | 132
989 | 69784 | Sub-artesian Facility | Existing | KNAPDALE TOP BORE | 54 | 735462 | 7579338 |  | 20/5/1992 | NA | NA
989 | 69828 | Artesian Bore, Controlled Flow | Existing |  | 54 | 696869 | 7607133 |  | 7/8/1993 | 909.5 | 910
989 | 93015 | Artesian Bore, Controlled Flow | Existing | BONNIE DOON BORE | 54 | 697007 | 7531441 | 199 | 15/12/1995 | 1111 | 1111
989 | 93196 | Artesian Bore, Controlled Flow | Existing | HHP GOLEBURRA 1 | 54 | 664210 | 7522259 | 173.7 | 5/10/1972 | 1576.4 | 1084
989 | 93548 | Sub-artesian Facility | Existing | CORALTON TRUST BORE | 54 | 713726 | 7582622 |  | 24/2/1999 | 1078 | 1078
989 | 93659 | Sub-artesian Facility | Existing | SAUNDER SRF - JOB NO 675 | 54 | 719396 | 7538122 |  | 21/4/2000 | 174 | 174
989 | 93660 | Sub-artesian Facility | Existing | KNAPDALE SRF - JOB NO 390 | 54 | 738435 | 7575420 |  | 13/4/2000 | 161 | 161
989 | 93662 | Sub-artesian Facility | Existing | NEW BORE | 54 | 691812 | 7592280 |  | 18/11/1999 | 183 | NA
989 | 93745 | Artesian Bore, Controlled Flow | Existing | MCQUEEN NO 1 | 54 | 667861 | 7554576 | 200 | 29/9/2001 | NA | 1292
989 | 93905 | Sub-artesian Facility | Existing | HOUSE BORE | 54 | 697645 | 7541000 |  | 15/3/2002 | 213 | 213
989 | 118063 | Sub-artesian Facility | Existing |  | 54 | 692177 | 7518804 |  | 23/8/2002 | 112.12 | 112
989 | 118339 | Sub-artesian Facility | Existing |  | 54 | 716698 | 7558290 |  | 3/11/2003 | 1120 | 1120
989 | 118340 | Artesian Bore, Controlled Flow | Existing | STRATHFILLAN NO 1 | 54 | 690060 | 7553052 |  | 4/5/2009 | 1235 | 1235
989 | 118693 | Artesian Bore, Controlled Flow | Existing | NO. 1 | 54 | 727258 | 7534349 |  | 4/2/2006 | 1320.7 | 1320
989 | 118961 | Sub-artesian Facility | Existing | NO 2 BORE | 54 | 721345 | 7572380 |  | 5/9/2007 | 154.54 | 155
989 | 146229 | Artesian Bore, Controlled Flow | Existing | 6 MILE BORE | 54 | 677912 | 7569522 | 184 | 27/11/2009 | 1243 | 1243
989 | 146247 | Sub-artesian Facility | Existing | NO 3 | 54 | 717909 | 7571970 |  | 6/11/2009 | 135 | 135
989 | 146295 | Sub-artesian Facility | Existing | MACKENZIE NO 2 | 54 | 728010 | 7578436 |  | 15/9/2010 | 217 | 217
991 | 2632 | Sub-artesian Facility | Abandoned and Destroyed | SHALLOW 3 | 54 | 788079 | 7538879 |  | 1/1/1909 | NA | NA
991 | 2633 | Sub-artesian Facility | Abandoned and Destroyed | SHALLOW (4) | 54 | 787839 | 7540150 |  | 1/1/1909 | NA | NA
991 | 2634 | Sub-artesian Facility | Abandoned and Destroyed | SHALLOW (5) | 54 | 792724 | 7536088 |  | 1/1/1909 | NA | NA
991 | 2636 | Sub-artesian Facility | Abandoned and Destroyed | NO NAME | 54 | 780902 | 7539301 |  | 31/12/1899 | NA | NA
991 | 3057 | Sub-artesian Facility | Abandoned and Destroyed |  | 54 | 755301 | 7562541 |  | 1/1/1907 | 125.88 | 137
991 | 3130 | Sub-artesian Facility | Abandoned and Destroyed | KATANDRA BORE | 54 | 791365 | 7599941 | 284.7 | 1/1/1907 | 1218.9 | NA
991 | 3131 | Artesian Bore, Flow Ceased | Existing | JINDAROO BORE | 54 | 807886 | 7601548 | 265.5 | 1/1/1910 | 751.94 | 649
991 | 3134 | Sub-artesian Facility | Existing | STAMFORDHAM NO.8 | 54 | 796025 | 7607558 | 294.75 | 20/12/1912 | 609.6 | 605
991 | 3138 | Sub-artesian Facility | Existing |  | 54 | 803870 | 7594122 | 288.3 | 1/1/1915 | 765.7 | 766
991 | 3141 | Sub-artesian Facility | Abandoned and Destroyed |  | 54 | 804717 | 7587179 |  | 1/1/1938 | 779.98 | 777
991 | 3150 | Sub-artesian Facility | Abandoned and Destroyed | OLD COORABELLE BORE | 54 | 775296 | 7604457 |  | 16/1/1915 | 944.88 | 945
991 | 3151 | Sub-artesian Facility | Existing |  | 54 | 774050 | 7592630 |  |  | 113.7 | NA
991 | 3152 | Sub-artesian Facility | Existing |  | 54 | 779892 | 7594135 |  |  | 154.8 | NA
991 | 3153 | Sub-artesian Facility | Existing |  | 54 | 774499 | 7592688 |  |  | 152.4 | NA
991 | 3154 | Sub-artesian Facility | Abandoned and Destroyed | HOMESTEAD BORE | 54 | 796125 | 7585586 | 310.4 | 1/1/1901 | NA | NA
991 | 3155 | Sub-artesian Facility | Abandoned and Destroyed | NO NAME | 54 | 795588 | 7579943 | 278.7 | 1/1/1969 | NA | NA
991 | 3156 | Sub-artesian Facility | Existing | HUT BORE | 54 | 783148 | 7577643 |  | 1/1/1914 | 85.3 | 80
991 | 3157 | Sub-artesian Facility | Abandoned and Destroyed | NO NAME | 54 | 781318 | 7571128 |  | 1/1/1969 | NA | NA
991 | 3158 | Sub-artesian Facility | Abandoned and Destroyed | NO NAME | 54 | 794721 | 7573669 | 267.7 | 1/1/1969 | NA | NA
991 | 3159 | Sub-artesian Facility | Existing | 8 MILE BORE | 54 | 784108 | 7581757 |  | 17/2/1963 | 100.58 | 137
991 | 3160 | Sub-artesian Facility | Abandoned and Destroyed | NO NAME | 54 | 782775 | 7574283 |  | 1/1/1969 | NA | NA
991 | 3162 | Sub-artesian Facility | Existing |  | 54 | 762379 | 7610576 |  |  | 106.7 | 31
991 | 3163 | Sub-artesian Facility | Abandoned and Destroyed |  | 54 | 762939 | 7609615 |  |  | 91.4 | NA
991 | 3164 | Sub-artesian Facility | Abandoned and Destroyed |  | 54 | 764072 | 7608520 |  |  | 106.7 | NA
991 | 3165 | Sub-artesian Facility | Abandoned and Destroyed |  | 54 | 762351 | 7608798 |  |  | 182.9 | NA
991 | 3177 | Sub-artesian Facility | Abandoned and Destroyed | NO 2 BORE | 54 | 799230 | 7528645 | 261.6 | 1/10/1910 | NA | 37
991 | 3184 | Sub-artesian Facility | Abandoned and Destroyed |  | 54 | 799230 | 7528645 |  |  | NA | NA
991 | 3185 | Sub-artesian Facility | Abandoned and Destroyed | WELL BORE | 54 | 804460 | 7531292 | 263.2 | 22/2/1916 | NA | NA
991 | 3355 | Artesian Bore, Flow Ceased | Existing | BURNSIDE BORE | 54 | 802228 | 7579340 | 272.8 |  | 1070.16 | 965
991 | 3357 | Sub-artesian Facility | Abandoned and Destroyed |  | 54 | 797386 | 7549130 | 270.5 |  | 88.4 | NA
991 | 3358 | Sub-artesian Facility | Existing | KENNEDY CREEK BORE | 54 | 802950 | 7547908 | 255.2 | 1/1/1910 | 82.9 | NA
991 | 3359 | Sub-artesian Facility | Abandoned and Destroyed |  | 54 | 807646 | 7553857 |  |  | NA | NA
991 | 3360 | Sub-artesian Facility | Existing | WOOLSHED BORE | 54 | 806643 | 7560396 |  | 1/1/1911 | 97.5 | NA
991 | 3361 | Sub-artesian Facility | Abandoned and Destroyed | SAMPSON CREEK BORE | 54 | 801313 | 7559904 |  | 1/1/1911 | 152.4 | NA
991 | 3365 | Sub-artesian Facility | Abandoned and Destroyed |  | 54 | 795204 | 7553849 | 252.2 | 1/1/1912 | 82.9 | 80
991 | 3366 | Sub-artesian Facility | Existing | SUPERIOR BORE | 54 | 796589 | 7561493 |  | 1/1/1912 | 98.8 | NA
991 | 3367 | Sub-artesian Facility | Abandoned and Destroyed |  | 54 | 808074 | 7542640 | 902.2 | 1/1/1912 | 88.4 | NA
991 | 3368 | Sub-artesian Facility | Existing | SHED BORE | 54 | 801967 | 7541526 | 271.7 | 1/1/1912 | 77.1 | NA
991 | 3372 | Sub-artesian Facility | Abandoned and Destroyed |  | 54 | 793779 | 7543103 | 276.3 |  | 86.9 | NA
991 | 3375 | Sub-artesian Facility | Existing | HOUSE BORE | 54 | 799287 | 7571318 |  | 1/1/1913 | 149.4 | NA
991 | 3376 | Sub-artesian Facility | Existing | WEANER PADDOCK BORE | 54 | 796880 | 7568685 |  | 31/12/1899 | 91.4 | NA
991 | 3377 | Sub-artesian Facility | Abandoned and Destroyed |  | 54 | 783474 | 7563965 | 269.3 | 1/1/1913 | 116.4 | NA
991 | 3378 | Sub-artesian Facility | Abandoned and Destroyed |  | 54 | 792500 | 7553065 | 255.2 |  | 18.3 | NA
991 | 3379 | Sub-artesian Facility | Abandoned and Destroyed | TINGLEY BORE | 54 | 787396 | 7550226 | 279.3 | 1/1/1922 | 91.4 | NA
991 | 3380 | Sub-artesian Facility | Abandoned and Destroyed |  | 54 | 787707 | 7549462 |  |  | 91.4 | NA
991 | 3381 | Sub-artesian Facility | Abandoned and Destroyed | BLEVASKY BORE | 54 | 788352 | 7559397 |  | 1/1/1922 | 106.4 | NA
991 | 3382 | Sub-artesian Facility | Existing | BERYL BORE | 54 | 800875 | 7531788 | 267.7 | 1/1/1910 | 92.96 | NA
991 | 3383 | Sub-artesian Facility | Abandoned and Destroyed | MAHRIGONG (2) | 54 | 782770 | 7535093 | 265 | 1/1/1910 | 72.2 | NA
991 | 3385 | Sub-artesian Facility | Abandoned and Destroyed | MAHRIGONG (4) | 54 | 780835 | 7534298 | 253.7 | 1/1/1910 | 72.2 | NA
991 | 3387 | Sub-artesian Facility | Abandoned and Destroyed | LISTOWE NO. 1 | 54 | 783596 | 7539325 | 256.8 | 1/1/1939 | 96.4 | NA
991 | 3389 | Sub-artesian Facility | Existing | REPLACED BY 69852 | 54 | 786807 | 7544535 | 276 |  | 526.09 | NA
991 | 3390 | Sub-artesian Facility | Existing | NO. 2 BORE | 54 | 799555 | 7538585 | 279.3 | 1/1/1915 | 138.1 | NA
991 | 3549 | Artesian Bore, Flow Ceased | Existing | NO.1 BORE | 54 | 741786 | 7598168 | 276.74 |  | 1313.4 | 94
991 | 3551 | Sub-artesian Facility | Abandoned and Destroyed | SOUTH SHEARING BORE | 54 | 749804 | 7595768 |  | 16/3/1906 | 66.75 | NA
991 | 3552 | Sub-artesian Facility | Abandoned and Destroyed |  | 54 | 754963 | 7590488 |  | 11/5/1907 | 117.34 | NA
991 | 3554 | Sub-artesian Facility | Existing | STATION CREEK BORE | 54 | 749162 | 7599587 | 247 | 12/5/1915 | 69.19 | 70
991 | 3555 | Sub-artesian Facility | Existing | MEADOW BORE | 54 | 744007 | 7593057 |  | 6/10/1971 | 83.8 | 84
991 | 3556 | Sub-artesian Facility | Abandoned and Destroyed |  | 54 | 760439 | 7589014 |  | 1/1/1909 | 45.11 | NA
991 | 3557 | Sub-artesian Facility | Existing | CORK TREE BORE | 54 | 765921 | 7604112 |  |  | NA | NA
991 | 3558 | Sub-artesian Facility | Existing | SINISTER BORE | 54 | 754846 | 7603253 |  | 2/10/1971 | 91.4 | 92
991 | 3559 | Sub-artesian Facility | Abandoned and Destroyed |  | 54 | 748818 | 7586004 |  |  | NA | NA
991 | 3560 | Sub-artesian Facility | Abandoned and Destroyed |  | 54 | 754671 | 7596271 |  |  | NA | NA
991 | 3561 | Sub-artesian Facility | Abandoned and Destroyed |  | 54 | 768930 | 7600323 | 285.7 | 1/1/1913 | 99.7 | NA
991 | 3562 | Sub-artesian Facility | Abandoned and Destroyed |  | 54 | 765911 | 7587349 |  |  | 149.35 | NA
991 | 3563 | Sub-artesian Facility | Abandoned and Destroyed |  | 54 | 748537 | 7596485 |  | 1/6/1917 | 97.5 | 98
991 | 3564 | Sub-artesian Facility | Abandoned and Destroyed |  | 54 | 763233 | 7595895 |  |  | 122.5 | NA
991 | 3566 | Sub-artesian Facility | Existing | MEADOW WEST BORE | 54 | 741952 | 7588451 |  | 6/10/1971 | 80.8 | 81
991 | 3567 | Sub-artesian Facility | Existing | MCLEANS BORE | 54 | 750942 | 7590926 |  | 1/6/1919 | 68.9 | 69
991 | 3568 | Sub-artesian Facility | Abandoned and Destroyed |  | 54 | 760722 | 7590788 |  | 1/1/1919 | NA | NA
991 | 3569 | Artesian Bore, Flow Ceased | Existing | BIG BORE | 54 | 771986 | 7579389 | 281.2 | 31/12/1899 | 1227.8 | 1229
991 | 3570 | Sub-artesian Facility | Existing | SALT BORE | 54 | 771941 | 7568468 |  | 1/1/1910 | 137.2 | NA
991 | 3571 | Sub-artesian Facility | Abandoned and Destroyed |  | 54 | 775508 | 7562878 |  |  | 131.1 | NA
991 | 3572 | Sub-artesian Facility | Abandoned and Destroyed |  | 54 | 777825 | 7553913 |  |  | NA | NA
991 | 3573 | Sub-artesian Facility | Abandoned and Destroyed |  | 54 | 779437 | 7559337 |  |  | 125 | NA
991 | 3574 | Sub-artesian Facility | Abandoned and Destroyed |  | 54 | 770739 | 7556361 |  |  | NA | NA
991 | 3575 | Sub-artesian Facility | Existing | HOME BORE | 54 | 768237 | 7576775 |  | 1/1/1911 | 97.5 | NA
991 | 3576 | Sub-artesian Facility | Abandoned and Destroyed | NO NAME BORE | 54 | 773227 | 7572958 |  | 31/12/1899 | NA | NA
991 | 3578 | Sub-artesian Facility | Abandoned and Destroyed | NO NAME BORE | 54 | 773117 | 7574102 |  | 31/12/1899 | NA | NA
991 | 3579 | Sub-artesian Facility | Abandoned and Destroyed | NO NAME BORE | 54 | 771952 | 7573166 |  | 31/12/1899 | NA | NA
991 | 3580 | Sub-artesian Facility | Existing | HOUSE BORE | 54 | 746461 | 7578481 |  | 28/8/1915 | 121.9 | 77
991 | 3581 | Sub-artesian Facility | Existing | NEVADA BORE | 54 | 753583 | 7576030 |  | 1/11/1937 | 106.7 | NA
991 | 4094 | Artesian Bore, Controlled Flow | Existing | VIOLET BORE | 54 | 756723 | 7534397 | 230.8 | 3/9/1912 | 941.84 | 942
991 | 4095 | Artesian Bore, Uncontrolled Flow | Abandoned and Destroyed |  | 54 | 756722 | 7534334 | 230.8 | 3/6/1914 | NA | NA
991 | 4096 | Artesian Bore, Flow Ceased | Existing | BALGONE BORE | 54 | 735360 | 7548392 | 233.9 | 3/6/1914 | 1169.53 | 960
991 | 4098 | Sub-artesian Facility | Abandoned and Destroyed | TOP ALDINGHAM BORE | 54 | 738339 | 7545688 | 233 | 31/12/1899 | NA | NA
991 | 4099 | Sub-artesian Facility | Abandoned and Destroyed |  | 54 | 739826 | 7541802 | 205.8 |  | NA | NA
991 | 4100 | Sub-artesian Facility | Abandoned and Destroyed |  | 54 | 758437 | 7537919 | 215.9 |  | NA | NA
991 | 4101 | Sub-artesian Facility | Existing | RAMATH BORE | 54 | 750073 | 7568333 |  |  | 89.6 | 72
991 | 4103 | Sub-artesian Facility | Existing | CANISFIELD BORE | 54 | 756873 | 7565760 | 247.9 | 29/7/1915 | 94.5 | 52
991 | 4105 | Sub-artesian Facility | Abandoned and Destroyed | CHANNEL BORE | 54 | 743122 | 7538904 | 204.3 | 31/12/1899 | 77.7 | 77
991 | 4107 | Sub-artesian Facility | Abandoned and Destroyed |  | 54 | 742874 | 7549168 | 237.5 | 1/1/1910 | 100.9 | NA
991 | 4110 | Sub-artesian Facility | Abandoned and Destroyed |  | 54 | 748443 | 7543576 | 210.7 |  | NA | NA
991 | 4111 | Sub-artesian Facility | Abandoned and Destroyed | 4 MILE BORE | 54 | 752722 | 7566073 |  | 30/7/1915 | 105.2 | 102
991 | 4112 | Sub-artesian Facility | Existing | 4 MILE BORE | 54 | 763199 | 7563248 | 252.2 | 27/7/1915 | 89.9 | NA
991 | 4113 | Sub-artesian Facility | Abandoned and Destroyed |  | 54 | 766079 | 7562763 |  |  | NA | NA
991 | 4114 | Sub-artesian Facility | Abandoned and Destroyed | OLD HOUSE BORE | 54 | 762775 | 7571011 | 252.8 | 26/7/1915 | 114.9 | NA
991 | 4120 | Sub-artesian Facility | Abandoned and Destroyed |  | 54 | 765752 | 7538192 |  | 1/1/1909 | 91.7 | NA
991 | 4127 | Sub-artesian Facility | Existing | BEANTREE BORE | 54 | 738287 | 7537011 | 198.2 | 1/1/1909 | 100.6 | NA
991 | 4128 | Sub-artesian Facility | Abandoned and Destroyed | NO.3 BORE | 54 | 735639 | 7535593 |  | 1/1/1909 | 51.9 | NA
991 | 4129 | Sub-artesian Facility | Existing | NO.1 BORE | 54 | 740490 | 7533875 | 209.5 | 1/1/1912 | 152.4 | NA
991 | 4131 | Sub-artesian Facility | Existing | JESSAMINE BORE | 54 | 733346 | 7531952 | 208.9 | 1/1/1914 | 94.5 | NA
991 | 4382 | Sub-artesian Facility | Existing | HOUSE BORE | 54 | 753595 | 7609049 |  | 1/1/1913 | 727.26 | NA
991 | 4757 | Sub-artesian Facility | Existing |  | 54 | 767181 | 7534751 |  | 1/1/1915 | 135.6 | NA
991 | 4758 | Sub-artesian Facility | Abandoned and Destroyed | VINDEX RESERVE BORE | 54 | 778627 | 7541868 |  | 1/1/1914 | 116.4 | NA
991 | 4759 | Sub-artesian Facility | Existing |  | 54 | 770886 | 7543311 | 238.8 |  | 107.3 | NA
991 | 4760 | Sub-artesian Facility | Existing |  | 54 | 767753 | 7543991 |  |  | 135 | NA
991 | 4761 | Sub-artesian Facility | Existing | PADDOCK BORE | 54 | 755133 | 7549875 | 230.2 | 31/12/1899 | 121.9 | 79
991 | 4762 | Sub-artesian Facility | Existing | OVERSHOT BORE | 54 | 762146 | 7546732 |  | 16/10/1949 | 182.88 | NA
991 | 4763 | Sub-artesian Facility | Abandoned and Destroyed | SHED BORE | 54 | 750749 | 7552979 |  | 6/8/1915 | 64 | 63
991 | 4764 | Sub-artesian Facility | Abandoned and Destroyed |  | 54 | 759425 | 7559123 | 246.1 | 31/12/1899 | 68.6 | NA
991 | 4765 | Sub-artesian Facility | Existing | WELL PADDOCK BORE | 54 | 750077 | 7550647 | 221.1 | 31/12/1899 | 149.4 | NA
991 | 5445 | Sub-artesian Facility | Abandoned and Destroyed |  | 54 | 794451 | 7535746 |  |  | NA | NA
991 | 5479 | Sub-artesian Facility | Existing | NO.2 BORE | 54 | 793246 | 7565308 |  | 1/1/1925 | 137.2 | NA
991 | 5480 | Sub-artesian Facility | Existing | NO.1 BORE | 54 | 794792 | 7561393 |  | 1/1/1925 | 109.4 | NA
991 | 5481 | Sub-artesian Facility | Existing | NO.4 BORE | 54 | 788029 | 7566969 |  | 1/1/1925 | 137.2 | NA
991 | 5482 | Sub-artesian Facility | Abandoned and Destroyed |  | 54 | 786200 | 7561582 |  | 1/1/1926 | 75.3 | NA
991 | 5483 | Sub-artesian Facility | Abandoned and Destroyed |  | 54 | 792177 | 7566466 |  | 1/1/1925 | 130.1 | NA
991 | 5516 | Sub-artesian Facility | Existing | ERINAGH NO.3 BORE | 54 | 769427 | 7549349 |  | 1/1/1924 | 130.5 | 76
991 | 5548 | Sub-artesian Facility | Existing | NO.1 BORE | 54 | 743179 | 7601323 |  | 4/10/1971 | 137.2 | NA
991 | 5565 | Sub-artesian Facility | Abandoned and Destroyed | RACECOURSE BORE | 54 | 788883 | 7555905 |  | 1/1/1925 | NA | 92
991 | 5593 | Sub-artesian Facility | Abandoned and Destroyed |  | 54 | 763886 | 7600775 |  | 1/1/1923 | 100.6 | 92
991 | 5594 | Sub-artesian Facility | Abandoned and Destroyed |  | 54 | 769548 | 7603045 |  | 1/1/1924 | 100.6 | NA
991 | 5595 | Sub-artesian Facility | Existing | HOUSE BORE | 54 | 766358 | 7603471 |  | 1/1/1926 | 61 | NA
991 | 5631 | Sub-artesian Facility | Existing | NO. 2 BORE | 54 | 800295 | 7570351 |  | 1/1/1918 | 106.68 | NA
991 | 5632 | Sub-artesian Facility | Abandoned and Destroyed |  | 54 | 800374 | 7567302 |  | 1/1/1915 | 166.12 | NA
991 | 5633 | Sub-artesian Facility | Existing | NO. 3 BORE | 54 | 799348 | 7567063 |  | 1/1/1918 | 106.68 | NA
991 | 5741 | Sub-artesian Facility | Existing | SHARE BORE | 54 | 785344 | 7603265 |  | 1/1/1923 | 754.38 | 754
991 | 5749 | Sub-artesian Facility | Existing | WARDOO CREEK BORE | 54 | 768529 | 7554113 |  | 1/1/1937 | 206 | 37
991 | 6043 | Sub-artesian Facility | Existing |  | 54 | 780781 | 7544687 |  | 30/1/1952 | 103.7 | NA
991 | 6044 | Sub-artesian Facility | Existing |  | 54 | 792712 | 7544891 |  | 30/1/1952 | 152.5 | NA
991 | 6045 | Sub-artesian Facility | Abandoned and Destroyed | NO BORE NAME | 54 | 791251 | 7541113 |  | 31/12/1899 | 79.3 | NA
991 | 6046 | Sub-artesian Facility | Abandoned and Destroyed | MAHRIGONG (9) BORE | 54 | 781645 | 7532513 |  | 1/1/1910 | 77.4 | 77
991 | 6048 | Sub-artesian Facility | Abandoned and Destroyed |  | 54 | 779794 | 7528359 |  |  | NA | NA
991 | 6081 | Sub-artesian Facility | Abandoned and Destroyed |  | 54 | 754877 | 7581028 |  | 1/1/1922 | NA | 96
991 | 6082 | Sub-artesian Facility | Existing | CATTLE CREEK BORE | 54 | 751405 | 7579744 |  | 31/12/1899 | 213.7 | NA
991 | 6273 | Sub-artesian Facility | Existing | CULLODEN BORE | 54 | 800751 | 7556175 |  | 1/1/1934 | 274.32 | 38
991 | 6274 | Sub-artesian Facility | Existing | SIMPLEX BORE | 54 | 799902 | 7565721 |  | 1/1/1934 | 137.2 | 137
991 | 6275 | Sub-artesian Facility | Existing | HOUSE BORE | 54 | 797227 | 7561230 |  | 18/3/1949 | 121.92 | 60
991 | 6846 | Sub-artesian Facility | Existing |  | 54 | 807894 | 7589928 |  | 1/1/1938 | 826.31 | 826
991 | 6872 | Sub-artesian Facility | Existing | TARRAGONA NO.2 BORE | 54 | 805405 | 7554080 |  | 1/1/1913 | 97.8 | NA
991 | 6969 | Sub-artesian Facility | Abandoned and Destroyed |  | 54 | 806756 | 7549626 |  | 2/4/1938 | 134.11 | NA
991 | 7017 | Sub-artesian Facility | Abandoned and Destroyed |  | 54 | 761682 | 7610966 |  | 1/6/1925 | 274.3 | 274
991 | 7018 | Sub-artesian Facility | Abandoned and Destroyed |  | 54 | 760095 | 7607687 |  | 1/1/1925 | 91.4 | 91
991 | 7019 | Sub-artesian Facility | Abandoned and Destroyed |  | 54 | 766528 | 7610136 |  | 1/1/1925 | 91.4 | 91
991 | 7020 | Sub-artesian Facility | Abandoned and Destroyed |  | 54 | 767173 | 7610508 |  | 1/1/1925 | 91.4 | 91
991 | 7025 | Sub-artesian Facility | Abandoned and Destroyed |  | 54 | 757658 | 7607214 |  | 1/1/1929 | 114.3 | 114
991 | 7026 | Sub-artesian Facility | Abandoned and Destroyed |  | 54 | 761109 | 7607101 |  | 1/1/1927 | 121.9 | 122
991 | 7027 | Sub-artesian Facility | Existing |  | 54 | 763597 | 7610812 |  | 1/1/1923 | 121.9 | 31
991 | 7028 | Sub-artesian Facility | Abandoned and Destroyed |  | 54 | 761402 | 7609446 |  | 1/1/1925 | 121.9 | 24
991 | 7052 | Sub-artesian Facility | Existing | WOOLSHED BORE | 54 | 740097 | 7542875 |  | 12/2/1937 | 186.84 | 137
991 | 7053 | Sub-artesian Facility | Abandoned and Destroyed |  | 54 | 748963 | 7529634 |  | 13/3/1937 | 245.37 | NA
991 | 7054 | Sub-artesian Facility | Abandoned but still usable | OONDOOROO NO.3 BORE | 54 | 748742 | 7532297 |  | 10/4/1937 | 168.25 | NA
991 | 7066 | Sub-artesian Facility | Abandoned and Destroyed |  | 54 | 792685 | 7552492 |  | 7/5/1938 | 50.9 | 52
991 | 7067 | Sub-artesian Facility | Abandoned and Destroyed | OLD HOUSE BORE | 54 | 791858 | 7553011 |  | 21/5/1938 | 47.85 | NA
991 | 7116 | Sub-artesian Facility | Existing | HOUSE BORE | 54 | 745136 | 7579579 |  | 31/12/1899 | 79.2 | 61
991 | 7118 | Sub-artesian Facility | Existing | 8 MILE BORE | 54 | 744594 | 7589747 |  | 31/12/1899 | 167.6 | 84
991 | 7265 | Sub-artesian Facility | Abandoned but still usable | JAMES BORE | 54 | 786298 | 7590869 |  | 31/12/1899 | 153 | NA
991 | 7266 | Sub-artesian Facility | Abandoned but still usable | SOUTH STRATHTEE | 54 | 780790 | 7590249 |  | 31/12/1899 | 116.1 | NA
991 | 7267 | Sub-artesian Facility | Existing | NO.3 BORE | 54 | 781235 | 7594116 |  | 31/12/1899 | NA | NA
991 | 7268 | Sub-artesian Facility | Abandoned but still usable |  | 54 | 789717 | 7580661 |  |  | NA | NA
991 | 7269 | Sub-artesian Facility | Abandoned and Destroyed |  | 54 | 792970 | 7580170 |  |  | NA | NA
991 | 7270 | Sub-artesian Facility | Abandoned and Destroyed |  | 54 | 791199 | 7589466 |  |  | NA | NA
991 | 7271 | Sub-artesian Facility | Abandoned and Destroyed |  | 54 | 791649 | 7573458 |  |  | NA | NA
991 | 7272 | Sub-artesian Facility | Existing |  | 54 | 788907 | 7569878 |  |  | 112.8 | NA
991 | 7274 | Sub-artesian Facility | Existing | DAPHNE BORE | 54 | 784646 | 7571335 |  | 31/12/1899 | 112.8 | NA
991 | 7275 | Sub-artesian Facility | Abandoned and Destroyed | NO NAME | 54 | 787698 | 7578340 |  |  | NA | NA
991 | 7276 | Sub-artesian Facility | Abandoned and Destroyed | NO NAME | 54 | 786896 | 7584193 |  |  | NA | NA
991 | 7277 | Sub-artesian Facility | Abandoned and Destroyed |  | 54 | 794788 | 7581922 |  |  | NA | NA
991 | 7278 | Sub-artesian Facility | Abandoned and Destroyed |  | 54 | 796326 | 7582155 |  |  | NA | NA
991 | 7279 | Sub-artesian Facility | Abandoned and Destroyed |  | 54 | 795801 | 7581273 |  |  | NA | NA
991 | 7280 | Sub-artesian Facility | Abandoned and Destroyed |  | 54 | 809107 | 7581783 |  |  | NA | NA
991 | 7281 | Sub-artesian Facility | Abandoned and Destroyed |  | 54 | 809536 | 7580570 |  |  | NA | NA
991 | 7574 | Sub-artesian Facility | Existing | HOUSE BORE | 54 | 758097 | 7555786 |  | 1/1/1937 | 162.5 | 58
991 | 7575 | Sub-artesian Facility | Existing | EXCESS BORE | 54 | 763690 | 7556780 |  | 9/10/1938 | 137.2 | 23
991 | 7576 | Sub-artesian Facility | Existing | TRITON BORE | 54 | 753780 | 7559079 |  | 10/2/1939 | 106 | 77
991 | 7687 | Sub-artesian Facility | Existing | EXIDE BORE | 54 | 771135 | 7561992 |  | 1/1/1925 | 219.5 | 31
991 | 7688 | Sub-artesian Facility | Existing | 16 MILE BORE | 54 | 774273 | 7552002 |  | 1/1/1923 | 197.2 | 48
991 | 7689 | Sub-artesian Facility | Abandoned and Destroyed |  | 54 | 777292 | 7552401 |  |  | 142.3 | NA
991 | 7690 | Sub-artesian Facility | Abandoned and Destroyed |  | 54 | 780904 | 7563559 |  |  | NA | NA
991 | 7691 | Sub-artesian Facility | Abandoned and Destroyed |  | 54 | 773931 | 7573011 |  |  | NA | NA
991 | 7692 | Sub-artesian Facility | Existing | 3 MILE BORE | 54 | 762016 | 7575593 |  | 1/1/1919 | 195.7 | 53
991 | 7693 | Sub-artesian Facility | Existing | NUKA BORE | 54 | 763794 | 7578870 |  | 1/1/1924 | 210.3 | 32
991 | 7694 | Sub-artesian Facility | Abandoned and Destroyed | DOUGLAS CREEK BORE | 54 | 773866 | 7585013 |  | 1/1/1921 | NA | 52
991 | 7695 | Sub-artesian Facility | Existing | CRESSY BORE | 54 | 777553 | 7583691 |  | 1/1/1924 | 221.9 | 52
991 | 8004 | Sub-artesian Facility | Abandoned and Destroyed | NO NAME | 54 | 766061 | 7572615 |  | 31/12/1899 | NA | NA
991 | 8059 | Sub-artesian Facility | Abandoned and Destroyed | NO NAME | 54 | 791244 | 7559861 |  | 1/1/1925 | NA | 107
991 | 8094 | Sub-artesian Facility | Existing | PANIC BORE | 54 | 753642 | 7583776 |  | 1/1/1918 | 103.6 | 104
991 | 8095 | Sub-artesian Facility | Abandoned and Destroyed |  | 54 | 767962 | 7583637 |  | 1/1/1933 | 152.4 | 34
991 | 8096 | Sub-artesian Facility | Abandoned and Destroyed |  | 54 | 759558 | 7585915 |  |  | 73.5 | 61
991 | 8097 | Sub-artesian Facility | Abandoned and Destroyed |  | 54 | 759121 | 7598684 |  |  | 79.2 | 79
991 | 8385 | Sub-artesian Facility | Existing |  | 54 | 776399 | 7595582 |  |  | NA | NA
991 | 8386 | Sub-artesian Facility | Existing | HOUSE BORE | 54 | 774519 | 7593957 |  | 1/1/1914 | NA | NA
991 | 9085 | Sub-artesian Facility | Existing |  | 54 | 733433 | 7543289 |  | 26/9/1942 | 149.35 | NA
991 | 9170 | Sub-artesian Facility | Abandoned and Destroyed |  | 54 | 747137 | 7604950 |  | 1/1/1925 | NA | 122
991 | 9171 | Sub-artesian Facility | Existing | BACK BORE | 54 | 761728 | 7601822 |  | 1/1/1916 | 152.4 | NA
991 | 9172 | Sub-artesian Facility | Abandoned and Destroyed |  | 54 | 757230 | 7604426 |  | 1/1/1922 | NA | 107
991 | 9173 | Sub-artesian Facility | Existing | HOUSE BORE | 54 | 751877 | 7605518 |  | 2/10/1971 | 152.4 | NA
991 | 9174 | Sub-artesian Facility | Existing | DAM BORE | 54 | 749364 | 7604283 |  | 1/1/1919 | 121.9 | 31
991 | 9347 | Sub-artesian Facility | Abandoned and Destroyed | KIRKSTUN BORE | 54 | 804911 | 7536226 |  |  | NA | NA
991 | 9348 | Sub-artesian Facility | Abandoned and Destroyed | LORDS CREEK BORE | 54 | 808261 | 7537380 |  |  | NA | NA
991 | 9451 | Sub-artesian Facility | Existing | NO.1 BORE | 54 | 743074 | 7570101 |  | 28/8/1943 | 137.16 | 68
991 | 10717 | Sub-artesian Facility | Existing | HYDROMERE BORE | 54 | 808074 | 7542640 |  | 9/8/1946 | 135.94 | 94
991 | 10720 | Sub-artesian Facility | Abandoned and Destroyed | 6 MILE BORE | 54 | 761549 | 7564539 |  | 6/9/1946 | 116.13 | 94
991 | 10771 | Sub-artesian Facility | Abandoned and Destroyed | NO NAME | 54 | 763731 | 7550192 |  | 1/1/1912 | 76.2 | 30
991 | 10776 | Sub-artesian Facility | Existing | NO. 3A BORE | 54 | 800497 | 7566983 |  | 15/11/1946 | 137.16 | 44
991 | 10796 | Sub-artesian Facility | Existing |  | 54 | 761959 | 7588103 |  | 24/11/1946 | 121.92 | 24
991 | 10919 | Sub-artesian Facility | Abandoned and Destroyed |  | 54 | 803852 | 7528957 |  | 6/4/1947 | 152.4 | NA
991 | 10982 | Sub-artesian Facility | Existing | ELIZABETH BORE | 54 | 751649 | 7543529 |  | 15/10/1947 | 187.45 | 177
991 | 10988 | Sub-artesian Facility | Existing | GORDONVALE BORE | 54 | 747207 | 7537387 |  | 27/8/1947 | 145.08 | 72
991 | 11031 | Sub-artesian Facility | Existing | NO.5 BORE | 54 | 773356 | 7545745 |  | 20/12/1947 | 122.53 | 53
991 | 11048 | Sub-artesian Facility | Existing |  | 54 | 778591 | 7592693 |  | 27/11/1947 | 124.05 | 19
991 | 11049 | Sub-artesian Facility | Existing |  | 54 | 769616 | 7587169 |  | 29/9/1947 | 182.88 | 31
991 | 11068 | Sub-artesian Facility | Abandoned but still usable |  | 54 | 759670 | 7543792 |  | 13/1/1948 | 178.31 | 124
991 | 11069 | Sub-artesian Facility | Existing |  | 54 | 760070 | 7585908 |  | 28/10/1947 | 127.41 | 32
991 | 11190 | Sub-artesian Facility | Existing | HOUSE BORE | 54 | 798240 | 7536197 |  | 27/2/1948 | 126.49 | 84
991 | 11265 | Sub-artesian Facility | Existing |  | 54 | 764277 | 7589150 |  | 27/11/1948 | 129.54 | 23
991 | 11269 | Sub-artesian Facility | Existing | NO.2 BORE | 54 | 744312 | 7566065 |  | 15/9/1948 | 112.78 | 72
991 | 11272 | Sub-artesian Facility | Existing | MCLEANS BORE | 54 | 768746 | 7592769 |  | 14/8/1948 | 117.35 | 29
991 | 11273 | Sub-artesian Facility | Existing | 4 MILE BORE | 54 | 750452 | 7572074 |  | 9/10/1948 | 121.92 | 62
991 | 11329 | Sub-artesian Facility | Abandoned and Destroyed |  | 54 | 783739 | 7586715 |  |  | 793 | NA
991 | 11350 | Sub-artesian Facility | Existing | BULLOCK HOLE BORE | 54 | 796732 | 7557817 |  | 14/4/1949 | 124.66 | 62
991 | 11356 | Sub-artesian Facility | Abandoned and Destroyed |  | 54 | 768594 | 7599312 |  | 14/4/1949 | 182.88 | NA
991 | 11444 | Sub-artesian Facility | Abandoned and Destroyed |  | 54 | 786865 | 7594354 |  | 1/1/1949 | 171.91 | NA
991 | 11470 | Sub-artesian Facility | Abandoned and Destroyed |  | 54 | 753642 | 7583776 |  | 1/9/1949 | 137.16 | 77
991 | 11517 | Sub-artesian Facility | Existing | TOP BORE | 54 | 801391 | 7560916 |  | 11/11/1949 | 119.18 | 64
991 | 11520 | Sub-artesian Facility | Abandoned and Destroyed | NEW BORE | 54 | 798417 | 7544618 |  | 10/12/1949 | 120.4 | 61
991 | 11567 | Sub-artesian Facility | Existing | NORTHIES BORE | 54 | 764079 | 7568579 |  | 27/11/1949 | 153.31 | 50
991 | 11586 | Sub-artesian Facility | Existing | SAMPSON BORE | 54 | 801293 | 7558384 |  | 8/2/1950 | 121.31 | 62
991 | 11635 | Sub-artesian Facility | Existing | TARVANO RAILWAY BORE | 54 | 755315 | 7608644 |  | 25/3/1954 | 709.57 | 710
991 | 11675 | Sub-artesian Facility | Existing | CULLODEN BORE | 54 | 782646 | 7564357 |  | 3/9/1950 | 121.92 | 48
991 | 11760 | Sub-artesian Facility | Abandoned and Destroyed |  | 54 | 794491 | 7571259 |  | 10/3/1951 | 571 | 34
991 | 11761 | Sub-artesian Facility | Abandoned but still usable | CLAYPAN BORE | 54 | 788397 | 7574012 |  | 20/12/1950 | 121.92 | 34
991 | 11873 | Sub-artesian Facility | Abandoned and Destroyed |  | 54 | 797386 | 7549130 |  | 29/7/1950 | 68.58 | NA
991 | 11874 | Sub-artesian Facility | Abandoned and Destroyed | MOIRA BORE | 54 | 797887 | 7548173 |  | 11/7/1950 | 118.87 | 70
991 | 11952 | Sub-artesian Facility | Abandoned and Destroyed | OLD BROADSOUND BORE | 54 | 786425 | 7549544 |  | 27/11/1951 | 91.44 | 48
991 | 12122 | Sub-artesian Facility | Abandoned and Destroyed | MIDDLE BORE | 54 | 808521 | 7547320 |  | 21/11/1952 | 149.35 | 43
991 | 12191 | Sub-artesian Facility | Existing |  | 54 | 769132 | 7541627 |  | 20/2/1952 | 137.16 | 98
991 | 12193 | Sub-artesian Facility | Existing | SHED BORE | 54 | 773494 | 7536876 |  | 22/1/1952 | 152.4 | 95
991 | 12260 | Sub-artesian Facility | Existing | BAUHENIA BORE | 54 | 745395 | 7563773 |  | 1/1/1924 | 137.8 | 138
991 | 12283 | Sub-artesian Facility | Existing | STOWERS BORE | 54 | 743210 | 7591163 |  | 6/5/1953 | 213.36 | 82
991 | 12319 | Sub-artesian Facility | Existing | SHED BORE | 54 | 790443 | 7562343 |  | 8/8/1953 | 121.92 | 41
991 | 12320 | Sub-artesian Facility | Existing | NO.3 BORE | 54 | 791622 | 7567744 |  | 10/9/1953 | 160.02 | 28
991 | 12339 | Sub-artesian Facility | Existing | NORTH WELL BORE | 54 | 758911 | 7597544 |  | 30/8/1953 | 121.92 | 61
991 | 12748 | Sub-artesian Facility | Existing |  | 54 | 790293 | 7560698 |  | 14/2/1955 | 156.06 | 156
991 | 12780 | Sub-artesian Facility | Existing | NORTH WEST BORE | 54 | 780554 | 7583458 |  | 8/11/1951 | 182.88 | 87
991 | 12808 | Sub-artesian Facility | Existing |  | 54 | 764401 | 7572765 |  | 23/4/1955 | 182.88 | 189
991 | 13169 | Sub-artesian Facility | Existing | WEST MILLERS BORE | 54 | 773225 | 7531116 |  | 1/1/1934 | 121.9 | 92
991 | 13170 | Sub-artesian Facility | Existing | MIDDLE BORE | 54 | 774149 | 7533066 |  | 1/1/1916 | 134.1 | 107
991 | 13171 | Sub-artesian Facility | Existing | ROSE CREEK NO.1 BORE | 54 | 775892 | 7538741 |  | 1/1/1916 | 134.1 | 107
991 | 13172 | Sub-artesian Facility | Abandoned and Destroyed |  | 54 | 772705 | 7540244 |  | 1/1/1934 | 90.8 | 55
991 | 13258 | Sub-artesian Facility | Existing | PETERSON BORE | 54 | 757064 | 7577822 |  | 18/8/1956 | 132.89 | 68
991 | 13271 | Sub-artesian Facility | Existing | SOUTH NO.2 BORE | 54 | 777292 | 7552401 |  | 8/12/1956 | 167.64 | 49
991 | 13440 | Sub-artesian Facility | Existing | SOUTHEND OR NEW BORE | 54 | 808943 | 7609303 |  | 26/6/1957 | 754.99 | 744
991 | 13446 | Sub-artesian Facility | Existing | NO.6 BORE | 54 | 778382 | 7542695 |  | 10/10/1957 | 128.02 | 76
991 | 13607 | Sub-artesian Facility | Existing | NEPTUNE BORE | 54 | 792981 | 7550651 |  | 7/5/1958 | 107.3 | 64
991 | 13643 | Sub-artesian Facility | Existing | CHARLIES BORE | 54 | 794591 | 7536694 |  | 4/7/1958 | 143.56 | 122
991 | 13648 | Sub-artesian Facility | Existing | FOUR CORNERS BORE | 54 | 758657 | 7549633 |  | 5/6/1958 | 167.94 | 168
991 | 13651 | Sub-artesian Facility | Existing | COORABELLA BORE | 54 | 778728 | 7597909 |  | 22/6/1958 | 215 | 222
991 | 13738 | Sub-artesian Facility | Abandoned and Destroyed | HOUSE BORE | 54 | 803028 | 7529729 |  | 12/3/1956 | 67.06 | 53
991 | 13739 | Sub-artesian Facility | Existing | JENKINS BORE | 54 | 804982 | 7531918 |  | 20/8/1957 | 167.64 | 91
991 | 13792 | Sub-artesian Facility | Existing | NO.2 BORE | 54 | 736248 | 7533177 |  | 25/10/1958 | 153.01 | 138
991 | 13811 | Sub-artesian Facility | Existing | NO. 4 BORE | 54 | 804457 | 7566736 |  | 20/9/1958 | 106.68 | 46
991 | 13848 | Sub-artesian Facility | Abandoned and Destroyed |  | 54 | 805218 | 7582473 |  | 23/8/1958 | NA | NA
991 | 13914 | Sub-artesian Facility | Abandoned and Destroyed |  | 54 | 767680 | 7590054 |  | 12/5/1959 | 119.79 | NA
991 | 13923 | Sub-artesian Facility | Existing | CATUMNAL BORE | 54 | 807282 | 7579586 |  | 25/5/1959 | 897.94 | 898
991 | 13967 | Sub-artesian Facility | Existing | LOBLEYS BORE | 54 | 769979 | 7589894 |  | 13/6/1959 | 69.19 | 51
991 | 13980 | Sub-artesian Facility | Existing | 12 MILE BORE | 54 | 782775 | 7574283 |  | 1/1/1959 | 91.44 | 51
991 | 14029 | Sub-artesian Facility | Existing | CONNORS BORE | 54 | 780904 | 7563559 |  | 1/1/1959 | 595 | 70
991 | 14038 | Sub-artesian Facility | Existing | CENTENARY BORE | 54 | 769615 | 7595170 |  | 11/7/1959 | 91.44 | 46
991 | 14120 | Sub-artesian Facility | Existing |  | 54 | 765495 | 7538410 |  | 29/11/1959 | 152.4 | 79
991 | 14125 | Sub-artesian Facility | Existing | MPC CORFIELD 1 | 54 | 744964 | 7596980 |  | 2/7/1960 | 1319 | 1312
991 | 14168 | Sub-artesian Facility | Existing | JESSAMINE ROAD BORE | 54 | 780966 | 7539300 |  | 11/7/1960 | 92.05 | 94
991 | 14389 | Sub-artesian Facility | Abandoned and Destroyed |  | 54 | 757766 | 7597878 |  | 7/9/1960 | 107.59 | NA
991 | 14479 | Sub-artesian Facility | Abandoned and Destroyed |  | 54 | 757404 | 7599280 |  | 7/10/1960 | 182.9 | NA
991 | 14608 | Sub-artesian Facility | Existing | NO.1 BORE | 54 | 775508 | 7562878 |  | 1/1/1960 | 140.21 | 70
991 | 14612 | Sub-artesian Facility | Existing | NORTH NO.2 BORE | 54 | 779254 | 7560100 |  | 1/1/1960 | 182.88 | 43
991 | 14640 | Sub-artesian Facility | Existing | NEW BORE | 54 | 786152 | 7557909 |  | 12/11/1961 | 121.92 | NA
991 | 14641 | Sub-artesian Facility | Existing | LUCELLA BORE | 54 | 793856 | 7544052 |  | 14/2/1961 | 92.05 | NA
991 | 14771 | Sub-artesian Facility | Existing | GEOFFREY BORE | 54 | 770739 | 7556361 |  | 16/6/1961 | 182.88 | 183
991 | 14977 | Sub-artesian Facility | Existing | 4 MILE BORE | 54 | 774383 | 7573259 |  | 1/1/1961 | 182.88 | 49
991 | 15060 | Sub-artesian Facility | Existing | MANUKA BORE | 54 | 763233 | 7595895 |  | 1/1/1962 | 121.92 | 43
991 | 15363 | Sub-artesian Facility | Abandoned but still usable | REPLACED BY RN 51238 | 54 | 789459 | 7584538 |  | 1/8/1962 | 185.93 | 186
991 | 15364 | Sub-artesian Facility | Abandoned and Destroyed |  | 54 | 795434 | 7570230 |  | 31/8/1962 | 167.64 | NA
991 | 15429 | Sub-artesian Facility | Existing | NEW BORE | 54 | 773004 | 7533779 |  | 1/8/1957 | 167.64 | 168
991 | 15435 | Sub-artesian Facility | Existing |  | 54 | 786502 | 7540866 |  | 28/11/1962 | 110.95 | 111
991 | 15442 | Sub-artesian Facility | Abandoned and Destroyed |  | 54 | 761415 | 7610272 |  | 9/12/1962 | 137.16 | 137
991 | 15559 | Sub-artesian Facility | Existing | MADELEY BORE | 54 | 790643 | 7574552 |  | 13/7/1963 | 340 | 69
991 | 15576 | Sub-artesian Facility | Existing | NO.3 BORE | 54 | 736645 | 7529244 |  | 27/6/1963 | 245.36 | 213
991 | 15752 | Sub-artesian Facility | Existing | BROWNS BORE | 54 | 758967 | 7563310 |  | 1/1/1964 | 171.91 | 172
991 | 15819 | Sub-artesian Facility | Existing | PADDYS BORE | 54 | 779304 | 7569125 |  | 24/5/1964 | 149.35 | NA
991 | 15939 | Sub-artesian Facility | Existing | NO. 5 BORE | 54 | 801236 | 7573259 |  | 27/6/1964 | 122.8 | 62
991 | 15973 | Sub-artesian Facility | Existing | MEADOWS BORE | 54 | 744955 | 7584281 |  | 6/4/1948 | 123.44 | 31
991 | 16129 | Sub-artesian Facility | Abandoned and Destroyed | NO NAME | 54 | 794987 | 7578364 |  | 1/6/1965 | 176.78 | NA
991 | 16130 | Sub-artesian Facility | Existing | HOUSE BORE | 54 | 775517 | 7604484 |  | 30/10/1965 | 932.69 | 888
991 | 16297 | Sub-artesian Facility | Existing | WINDY BORE | 54 | 757767 | 7569685 |  | 1/1/1965 | 141.73 | 115
991 | 16403 | Sub-artesian Facility | Abandoned and Destroyed |  | 54 | 807479 | 7546069 |  | 1/9/1965 | 206.65 | NA
991 | 16458 | Sub-artesian Facility | Abandoned and Destroyed |  | 54 | 770260 | 7599542 |  | 24/3/1966 | 182.88 | 6
991 | 16913 | Sub-artesian Facility | Existing | SHEPARDS BORE | 54 | 757801 | 7596036 |  | 5/9/1967 | 182.88 | 183
991 | 17554 | Sub-artesian Facility | Existing |  | 54 | 791552 | 7595434 |  | 31/12/1967 | 719.63 | 720
991 | 17609 | Sub-artesian Facility | Abandoned and Destroyed |  | 54 | 796249 | 7577266 |  | 23/8/1967 | 128.02 | NA
991 | 22312 | Artesian Bore, Controlled Flow | Abandoned and Destroyed | AAO BERYL 1 | 54 | 806331 | 7532088 | 265.6 | 19/7/1964 | 1267.67 | 124
991 | 23637 | Sub-artesian Facility | Existing | BRP CAIRNHOPE 1 | 55 | 189912 | 7584909 |  | 11/12/1988 | 914 | 123
991 | 26419 | Sub-artesian Facility | Abandoned and Destroyed | SALT MILL BORE | 54 | 795858 | 7554790 |  | 1/1/1965 | 91.4 | 61
991 | 26433 | Sub-artesian Facility | Abandoned but still usable |  | 54 | 757297 | 7543827 |  | 28/6/1965 | 163.1 | 163
991 | 31337 | Sub-artesian Facility | Existing |  | 54 | 769708 | 7584882 |  | 1/4/1969 | 164.96 | 165
991 | 51160 | Sub-artesian Facility | Existing |  | 54 | 785472 | 7555068 |  | 1/6/1977 | 138 | 138
991 | 51161 | Sub-artesian Facility | Existing | SHED BORE | 54 | 791169 | 7553835 |  | 11/6/1977 | 110 | 39
991 | 51238 | Sub-artesian Facility | Existing | BODES BORE | 54 | 789318 | 7583715 |  | 8/12/1978 | 804 | 784
991 | 51256 | Sub-artesian Facility | Existing | NEW BORE | 54 | 796292 | 7563271 |  | 31/7/1980 | 1066.7 | 1066
991 | 51313 | Sub-artesian Facility | Proposed | BORE NEVER DRILLED | 54 | 788522 | 7573648 |  |  | NA | NA
991 | 51365 | Sub-artesian Facility | Existing | CRESSY HOUSE | 54 | 796125 | 7585586 |  | 26/6/1980 | 944 | 945
991 | 51406 | Sub-artesian Facility | Proposed | BORE NEVER DRILLED | 54 | 747522 | 7532125 |  |  | NA | NA
991 | 51418 | Sub-artesian Facility | Existing | DEEP BORE | 54 | 799548 | 7549276 |  | 28/10/1980 | 995 | 995
991 | 51610 | Sub-artesian Facility | Existing | HOUSE BORE | 54 | 762775 | 7571011 |  |  | 169 | 78
991 | 51623 | Sub-artesian Facility | Existing | BROADSOUND BORE | 54 | 784647 | 7550837 |  |  | 106 | 49
991 | 51660 | Sub-artesian Facility | Existing | SHED BORE | 54 | 749921 | 7599069 |  | 18/12/1982 | 120 | 120
991 | 51666 | Sub-artesian Facility | Existing | MIDDLE BORE | 54 | 778385 | 7544587 |  |  | 130 | NA
991 | 51688 | Sub-artesian Facility | Existing | TRITION NO.2 BORE | 54 | 750759 | 7558553 |  |  | 216 | NA
991 | 51689 | Sub-artesian Facility | Existing |  | 54 | 757670 | 7552561 |  |  | 240 | NA
991 | 51791 | Sub-artesian Facility | Abandoned and Destroyed |  | 54 | 754151 | 7591643 |  |  | NA | NA
991 | 51868 | Sub-artesian Facility | Abandoned and Destroyed |  | 54 | 804570 | 7581911 |  | 6/9/1958 | 106.68 | 5.5
991 | 51987 | Sub-artesian Facility | Existing |  | 54 | 758255 | 7558000 |  |  | 180 | NA
991 | 69039 | Sub-artesian Facility | Existing |  | 54 | 782540 | 7591748 |  | 25/2/1985 | 845 | 845
991 | 69059 | Sub-artesian Facility | Existing |  | 54 | 758552 | 7607137 |  | 12/4/1985 | 737 | 737
991 | 69240 | Sub-artesian Facility | Existing | NEW 4 MILE BORE | 54 | 752722 | 7566073 |  | 21/9/1985 | 122 | 122
991 | 69302 | Sub-artesian Facility | Existing | KITTYVALE NEW BORE | 54 | 734210 | 7532695 |  | 17/3/1986 | 184 | 149
991 | 69325 | Sub-artesian Facility | Existing | NEW LORDS CREEK BORE | 54 | 808261 | 7537380 |  | 2/4/1986 | 126.5 | 90
991 | 69422 | Sub-artesian Facility | Existing |  | 54 | 804701 | 7587155 |  | 17/6/1988 | 830 | 830
991 | 69501 | Sub-artesian Facility | Existing | SHEARING SHED BORE | 54 | 805297 | 7527921 |  | 1/2/1988 | 992 | 992
991 | 69512 | Sub-artesian Facility | Existing |  | 54 | 767815 | 7596784 |  | 31/7/1988 | 823 | 823
991 | 69514 | Sub-artesian Facility | Existing | NEW BORE | 54 | 763885 | 7577200 |  | 19/9/1988 | 1322.8 | 1323
991 | 69852 | Sub-artesian Facility | Proposed |  | 54 | 786807 | 7544535 |  |  | NA | NA
991 | 69973 | Sub-artesian Facility | Existing |  | 54 | 754605 | 7593432 |  | 22/3/1996 | 999 | 999
991 | 93603 | Sub-artesian Facility | Existing |  | 54 | 786816 | 7544717 |  | 23/9/1993 | 122 | 53
991 | 93815 | Sub-artesian Facility | Existing |  | 54 | 741851 | 7570909 |  | 3/8/2001 | 152 | 152
991 | 93835 | Sub-artesian Facility | Proposed |  | 54 | 789351 | 7570843 |  |  | NA | NA
991 | 93909 | Sub-artesian Facility | Existing | DEEP HOUSE BORE | 54 | 803729 | 7547615 |  | 17/2/2003 | 984 | 984
991 | 93927 | Artesian Bore, Controlled Flow | Existing | NEW BORE | 54 | 740078 | 7541807 |  | 28/6/2003 | 1163 | 1163
991 | 118703 | Sub-artesian Facility | Existing |  | 54 | 775057 | 7580798 |  | 12/8/2007 | 1238 | 1238
991 | 118761 | Sub-artesian Facility | Existing | HOUSE BORE | 54 | 734533 | 7538831 |  | 27/3/2006 | 90 | 90
991 | 118762 | Sub-artesian Facility | Existing | SHED BORE | 54 | 733625 | 7542460 |  | 26/3/2006 | 102 | 102
991 | 118974 | Sub-artesian Facility | Existing | 12 MILE BORE | 54 | 784126 | 7574656 |  | 13/10/2007 | 108 | 108
991 | 146167 | Sub-artesian Facility | Existing | PADDYS BORE | 54 | 779792 | 7569536 |  | 2/7/2009 | 157.5 | 158
991 | 146168 | Sub-artesian Facility | Existing | DAPHNE | 54 | 784671 | 7571190 |  | 4/7/2009 | 103.5 | 104
991 | 146169 | Sub-artesian Facility | Existing | MADELY | 54 | 791670 | 7573402 |  | 7/7/2009 | 96 | 158
991 | 146170 | Sub-artesian Facility | Existing | NEW BORE | 54 | 786533 | 7557576 |  | 15/7/2009 | 157.5 | 158
991 | 146171 | Sub-artesian Facility | Existing | NO 4 | 54 | 752819 | 7566114 |  | 22/7/2009 | 151.5 | 152
991 | 146172 | Sub-artesian Facility | Existing | NEW BORE | 54 | 790173 | 7605586 |  | 28/6/2009 | 645 | 645
996 | 101 | Sub-artesian Facility | Abandoned and Destroyed | GRIFFITHS BORE | 55 | 194862 | 7488206 |  | 31/12/1899 | 90.22 | NA
996 | 104 | Sub-artesian Facility | Abandoned and Destroyed | BRADLEYS CREEK BORE | 55 | 196569 | 7495783 |  | 31/12/1899 | 105.1 | NA
996 | 363 | Artesian Bore, Controlled Flow | Abandoned and Destroyed | TANGORIN SRF | 55 | 211772 | 7594297 |  | 1/6/1925 | 701.04 | 701
996 | 1434 | Artesian Bore, Flow Ceased | Existing | STONE HUT BORE | 55 | 192436 | 7606480 | 277.5 | 1/12/1906 | 853.44 | 853
996 | 1435 | Artesian Bore, Uncontrolled Flow | Abandoned and Destroyed | WOOLSHED BORE | 55 | 207868 | 7606325 | 256.3 |  | 733.04 | 522
996 | 1440 | Artesian Bore, Flow Ceased | Existing | LUBRA BORE | 55 | 194439 | 7600011 | 258.3 | 1/12/1908 | 701 | NA
996 | 1444 | Artesian Bore, Condition Unknown | Abandoned and Destroyed | ANTRIM NO.1 | 55 | 216363 | 7605010 |  | 1/8/1937 | NA | NA
996 | 2348 | Artesian Bore, Flow Ceased | Existing | NINE MILE BORE | 55 | 202450 | 7463379 | 232.7 |  | 1098 | 1140
996 | 2362 | Sub-artesian Facility | Existing | CATTLE CREEK BORE | 55 | 205871 | 7455387 |  | 27/5/1965 | 130.5 | 92
996 | 2375 | Sub-artesian Facility | Existing | HOUSE MILL | 55 | 192885 | 7480007 | 242.7 | 1/1/1914 | 129.5 | 67
996 | 2388 | Sub-artesian Facility | Abandoned and Destroyed | DARRAVEEN (1) | 55 | 208634 | 7462860 | 232.7 | 1/1/1913 | 97.84 | 98
996 | 2389 | Sub-artesian Facility | Abandoned and Destroyed |  | 55 | 210609 | 7459512 | 231.4 | 1/1/1915 | 137.16 | 30
996 | 2390 | Artesian Bore, Flow Ceased | Existing | DARIVEEN NO.5 BORE | 55 | 214928 | 7461811 | 243.3 | 28/8/1943 | 767.8 | 768
996 | 2893 | Sub-artesian Facility | Abandoned and Destroyed |  | 55 | 219375 | 7480334 |  |  | NA | NA
996 | 2894 | Sub-artesian Facility | Abandoned and Destroyed | ONE MILE | 55 | 211828 | 7486904 |  | 1/1/1914 | NA | NA
996 | 2895 | Sub-artesian Facility | Abandoned and Destroyed | STUD PADDOCK BORE | 55 | 209613 | 7486216 | 231.1 | 1/1/1914 | NA | NA
996 | 2896 | Sub-artesian Facility | Abandoned and Destroyed | HOMESTEAD WELL | 55 | 209613 | 7486216 |  |  | NA | NA
996 | 2897 | Sub-artesian Facility | Abandoned and Destroyed | WOOLSHED BORE | 55 | 214216 | 7489043 | 226 | 1/1/1914 | NA | NA
996 | 2898 | Sub-artesian Facility | Abandoned and Destroyed |  | 55 | 216808 | 7484117 |  |  | NA | NA
996 | 2899 | Sub-artesian Facility | Abandoned and Destroyed | HORSE PADDOCK BORE | 55 | 211633 | 7489641 | 232.4 | 1/1/1914 | NA | NA
996 | 2900 | Sub-artesian Facility | Abandoned and Destroyed |  | 55 | 223836 | 7483063 |  |  | NA | NA
996 | 2901 | Sub-artesian Facility | Abandoned and Destroyed | JACOBSWELL (8) | 55 | 213165 | 7491763 |  | 1/1/1915 | NA | NA
996 | 2902 | Sub-artesian Facility | Abandoned and Destroyed | JACOBS WELL (8A) | 55 | 213165 | 7491763 |  |  | NA | NA
996 | 2903 | Sub-artesian Facility | Existing | BRADLEYS BORE | 55 | 204002 | 7491280 |  | 1/1/1915 | 107.9 | 68
996 | 2904 | Sub-artesian Facility | Abandoned and Destroyed | RAM PADDOCK | 55 | 211194 | 7495585 | 251.3 | 23/10/1915 | 140.3 | 38
996 | 2905 | Sub-artesian Facility | Abandoned and Destroyed | FOUR MILE GULLY BORE | 55 | 213384 | 7481639 |  | 1/1/1915 | 121.61 | 84
996 | 2906 | Sub-artesian Facility | Abandoned and Destroyed |  | 55 | 204743 | 7495789 |  | 1/1/1916 | 156.1 | 156
996 | 2907 | Sub-artesian Facility | Abandoned and Destroyed | 3 MILE WELL | 55 | 206479 | 7488742 |  | 31/12/1899 | 35.7 | NA
996 | 2908 | Sub-artesian Facility | Abandoned and Destroyed | HYPATIA WELL | 55 | 205138 | 7491610 |  | 31/12/1899 | 12.2 | NA
996 | 2909 | Artesian Bore, Controlled Flow | Existing | DEEP BORE | 55 | 211574 | 7490064 | 238.2 | 1/1/1918 | 954.03 | 955
996 | 2910 | Sub-artesian Facility | Existing | NO.1 BORE | 55 | 196401 | 7497012 |  | 31/12/1899 | 100.9 | 91
996 | 2911 | Sub-artesian Facility | Existing | ARAMAC BORE | 55 | 209052 | 7470781 |  | 31/12/1899 | 142.1 | 43
996 | 2912 | Sub-artesian Facility | Existing | WOOLSHED BORE | 55 | 200428 | 7488470 |  | 31/12/1899 | 117.3 | 85
996 | 2913 | Sub-artesian Facility | Existing | NO.4 BORE | 55 | 194313 | 7494199 |  | 31/12/1899 | 121.9 | 70
996 | 2914 | Sub-artesian Facility | Abandoned and Destroyed | HYPATIA WELL | 55 | 201904 | 7486036 |  | 31/12/1899 | 61 | NA
996 | 2915 | Sub-artesian Facility | Abandoned and Destroyed | RAM PADDOCK WELL | 55 | 205670 | 7483338 |  | 31/12/1899 | 61 | NA
996 | 2916 | Sub-artesian Facility | Existing | DRY BLOCK WELL | 55 | 205807 | 7476260 |  | 31/12/1899 | 97.6 | NA
996 | 2917 | Sub-artesian Facility | Abandoned and Destroyed | OLD SOUTH BRANCH | 55 | 195871 | 7487764 |  | 31/12/1899 | 61 | NA
996 | 2918 | Sub-artesian Facility | Abandoned and Destroyed |  | 55 | 197341 | 7492874 |  | 31/12/1899 | 124.4 | NA
996 | 2919 | Artesian Bore, Uncontrolled Flow | Abandoned and Destroyed | MARANTHONA BORE | 55 | 217414 | 7474483 | 236.9 | 1/1/1915 | 849.79 | 153
996 | 3169 | Sub-artesian Facility | Existing | 8 MILE WELL | 55 | 211548 | 7520086 |  |  | 54.86 | NA
996 | 3171 | Sub-artesian Facility | Existing | HANWORTH NO.1 | 55 | 196182 | 7529951 |  | 1/1/1911 | 96.01 | 73
996 | 3172 | Sub-artesian Facility | Existing | HANWORTH NO.2 | 55 | 196855 | 7539509 |  | 1/4/1914 | NA | 67
996 | 3173 | Sub-artesian Facility | Existing | HANWORTH NO.3 | 55 | 195775 | 7536101 |  | 1/1/1914 | 142.95 | 101
996 | 3174 | Sub-artesian Facility | Existing | HANWORTH NO.4 | 55 | 197101 | 7526891 |  | 1/1/1914 | 118.26 | 64
996 | 3175 | Artesian Bore, Uncontrolled Flow | Existing |  | 55 | 216454 | 7528675 | 245.5 | 1/11/1909 | 923.24 | 924
996 | 3186 | Sub-artesian Facility | Existing | BENGAL (1) | 55 | 202710 | 7521150 | 254.6 | 1/1/1912 | 91.44 | 92
996 | 3187 | Sub-artesian Facility | Abandoned and Destroyed | BENGAL(2) | 55 | 196604 | 7524479 | 248.5 | 1/1/1914 | NA | 79
996 | 3197 | Sub-artesian Facility | Existing |  | 55 | 203896 | 7531024 | 238.8 | 1/4/1912 | 106.68 | 32
996 | 3198 | Sub-artesian Facility | Existing |  | 55 | 200131 | 7525718 | 243.6 | 1/4/1912 | 92.05 | NA
996 | 3199 | Sub-artesian Facility | Existing |  | 55 | 201877 | 7531755 | 240 | 1/1/1912 | 106.68 | NA
996 | 3200 | Sub-artesian Facility | Existing |  | 55 | 204308 | 7531955 | 258.6 | 1/1/1913 | 167.03 | 72
996 | 3201 | Sub-artesian Facility | Existing |  | 55 | 204244 | 7535341 | 278.7 | 1/1/1913 | 152.4 | 73
996 | 3356 | Artesian Bore, Flow Ceased | Existing | GLE | 55 | 195333 | 7544097 | 270.2 | 3/3/1900 | 1066.81 | 1067
996 | 3362 | Sub-artesian Facility | Abandoned and Destroyed | OLD SCRUBBY CREEK | 55 | 196028 | 7566602 |  | 1/1/1911 | 137.2 | NA
996 | 3363 | Sub-artesian Facility | Abandoned and Destroyed | FIELD OF MARS BORE | 55 | 190825 | 7561866 |  | 1/1/1911 | 140.2 | NA
996 | 3364 | Sub-artesian Facility | Abandoned and Destroyed | DRY PADDOCK BORE | 55 | 191292 | 7560028 |  | 1/1/1911 | 129.2 | NA
996 | 3369 | Sub-artesian Facility | Existing | NO.2 PADDOCK 1 BORE | 55 | 201071 | 7543900 | 252.2 | 1/1/1912 | 89 | NA
996 | 3370 | Sub-artesian Facility | Abandoned and Destroyed | NO NAME BORE | 55 | 200942 | 7540173 | 261.9 | 31/12/1899 | NA | NA
996 | 3371 | Sub-artesian Facility | Existing | NO.2 PADDOCK 3 BORE | 55 | 200855 | 7540202 | 261 | 1/1/1913 | 88.7 | NA
996 | 3373 | Sub-artesian Facility | Abandoned and Destroyed | HOMESTEAD BORE | 55 | 191397 | 7554642 |  | 1/10/1913 | 117.34 | NA
996 | 3374 | Artesian Bore, Flow Ceased | Abandoned and Destroyed | SCRUBBY CREEK BORE | 55 | 196028 | 7566602 |  | 21/11/1914 | 674.22 | NA
996 | 3647 | Sub-artesian Facility | Abandoned and Destroyed | CHARLIES CREEK BORE | 55 | 208116 | 7544341 |  | 1/1/1911 | NA | NA
996 | 3648 | Sub-artesian Facility | Abandoned and Destroyed | NO NAME BORE | 55 | 210030 | 7552442 | 232.7 | 31/12/1899 | NA | NA
996 | 3649 | Sub-artesian Facility | Abandoned and Destroyed | NO NAME BORE | 55 | 213592 | 7552169 |  | 31/12/1899 | NA | NA
996 | 3650 | Sub-artesian Facility | Abandoned and Destroyed | NO.3 BORE | 55 | 210677 | 7545374 |  | 31/12/1899 | NA | NA
996 | 3651 | Sub-artesian Facility | Abandoned and Destroyed | NO.5 BORE | 55 | 209418 | 7543719 |  | 1/1/1912 | NA | NA
996 | 3652 | Sub-artesian Facility | Abandoned and Destroyed | NO.6 BORE | 55 | 210749 | 7541497 |  | 31/12/1899 | NA | NA
996 | 3653 | Sub-artesian Facility | Abandoned and Destroyed | NO.6A BORE | 55 | 211076 | 7540856 |  | 31/12/1899 | NA | NA
996 | 3654 | Sub-artesian Facility | Abandoned and Destroyed | NO.6B BORE | 55 | 211741 | 7540561 |  | 31/12/1899 | NA | NA
996 | 3655 | Artesian Bore, Uncontrolled Flow | Abandoned and Destroyed |  | 55 | 208977 | 7558210 |  | 1/1/1915 | 879.35 | 880
996 | 3656 | Artesian Bore, Flow Ceased | Existing |  | 55 | 210277 | 7542227 |  | 30/6/1916 | 1011.94 | 1013
996 | 3657 | Artesian Bore, Controlled Flow | Existing | HILLVIEW BORE | 55 | 216479 | 7535719 | 247.6 | 7/10/1925 | 891.55 | 892
996 | 4004 | Artesian Bore, Uncontrolled Flow | Existing |  | 55 | 222420 | 7506324 | 222.9 |  | 934.22 | 147
996 | 4238 | Artesian Bore, Flow Ceased | Abandoned and Destroyed | ROCKY CREEK BORE | 55 | 203233 | 7589510 | 261.9 |  | 807.7 | 793
996 | 4239 | Artesian Bore, Flow Ceased | Existing | ROCKWOOD STATION | 55 | 218399 | 7588397 | 261.9 |  | 764.4 | 764
996 | 4246 | Artesian Bore, Controlled Flow | Existing |  | 55 | 208148 | 7580951 | 255.8 | 25/4/1916 | 854.36 | 702
996 | 5032 | Artesian Bore, Uncontrolled Flow | Abandoned and Destroyed | BUNDELLA BORE | 55 | 201230 | 7578156 |  | 1/6/1936 | 859.24 | 859
996 | 5126 | Sub-artesian Facility | Abandoned and Destroyed |  | 55 | 204526 | 7569759 |  | 31/12/1899 | 152.4 | NA
996 | 5132 | Sub-artesian Facility | Abandoned but still usable | YARRAMAN SRF | 55 | 194492 | 7464028 |  | 28/5/1936 | 200.56 | 201
996 | 5364 | Sub-artesian Facility | Abandoned and Destroyed |  | 55 | 191971 | 7581568 |  |  | 153.93 | NA
996 | 5441 | Sub-artesian Facility | Abandoned and Destroyed | NO.2 BORE | 55 | 211935 | 7537824 |  | 20/3/1937 | 131.7 | 106
996 | 5730 | Sub-artesian Facility | Existing |  | 55 | 206187 | 7531067 |  | 1/4/1912 | 116.4 | NA
996 | 5731 | Sub-artesian Facility | Existing |  | 55 | 203172 | 7523929 |  | 1/4/1912 | 127.1 | NA
996 | 5732 | Sub-artesian Facility | Existing |  | 55 | 204603 | 7539042 |  | 1/1/1919 | 84.12 | 74
996 | 5733 | Sub-artesian Facility | Existing |  | 55 | 202089 | 7535607 |  | 1/4/1919 | 85.34 | NA
996 | 5990 | Sub-artesian Facility | Existing | BENGAL (3) | 55 | 192876 | 7523267 |  | 1/1/1918 | 88.7 | 43
996 | 5991 | Sub-artesian Facility | Abandoned and Destroyed | BENGAL (4) | 55 | 197673 | 7523977 |  | 1/1/1919 | 130.15 | 41
996 | 6069 | Sub-artesian Facility | Abandoned and Destroyed |  | 55 | 191180 | 7567034 |  |  | NA | NA
996 | 6514 | Sub-artesian Facility | Existing |  | 55 | 214734 | 7455496 |  | 18/2/1938 | 596.5 | 597
996 | 6780 | Sub-artesian Facility | Existing |  | 55 | 203844 | 7467139 |  |  | 174 | 108
996 | 6781 | Sub-artesian Facility | Existing |  | 55 | 207133 | 7466741 |  | 20/7/1936 | 298.7 | NA
996 | 6871 | Sub-artesian Facility | Abandoned and Destroyed | TARRAGONA NO.3 BORE | 55 | 191240 | 7564945 |  | 1/1/1937 | 123.4 | NA
996 | 6944 | Sub-artesian Facility | Existing | LERIDA NEW BORE | 55 | 192493 | 7542656 |  | 4/12/1937 | 105.16 | 91
996 | 7261 | Sub-artesian Facility | Abandoned and Destroyed |  | 55 | 191426 | 7580602 |  |  | NA | NA
996 | 7446 | Sub-artesian Facility | Existing |  | 55 | 213511 | 7522277 |  | 1/1/1919 | NA | 88
996 | 7656 | Sub-artesian Facility | Abandoned and Destroyed | OLD HOUSE BORE | 55 | 199311 | 7454118 |  | 1/1/1919 | 173 | NA
996 | 7890 | Sub-artesian Facility | Existing | WESTBURY WELL-ELMORE | 55 | 220917 | 7469465 |  |  | 68.6 | NA
996 | 10672 | Sub-artesian Facility | Existing | NEW MILL BORE | 55 | 196677 | 7483162 |  | 1/1/1920 | 182.9 | NA
996 | 10673 | Sub-artesian Facility | Existing | DRY BLOCK MILL BORE | 55 | 197580 | 7473635 |  | 1/1/1917 | 151.5 | NA
996 | 10675 | Sub-artesian Facility | Abandoned and Destroyed |  | 55 | 197470 | 7479175 |  | 1/1/1917 | 152.4 | NA
996 | 10740 | Sub-artesian Facility | Existing | LERIDA BORE | 55 | 200433 | 7550261 |  | 29/9/1946 | 100.58 | 61
996 | 10741 | Sub-artesian Facility | Existing | CROW CREEK | 55 | 198305 | 7556501 |  | 6/11/1935 | 137.16 | 43
996 | 10769 | Sub-artesian Facility | Abandoned and Destroyed | NO NAME | 55 | 197708 | 7525148 |  | 1/1/1946 | 42.67 | NA
996 | 10866 | Sub-artesian Facility | Abandoned and Destroyed | HANWORTH BORE | 55 | 197101 | 7526891 |  | 1/12/1944 | 67.06 | NA
996 | 11103 | Sub-artesian Facility | Existing | LAGOON BORE | 55 | 198930 | 7491981 |  | 31/12/1899 | 137.16 | 75
996 | 11200 | Sub-artesian Facility | Existing | LONGREACH BORE | 55 | 202690 | 7482357 |  | 6/5/1948 | 152.4 | 83
996 | 11308 | Artesian Bore, Flow Ceased | Existing | BARENYA SRF | 55 | 204886 | 7610323 |  | 1/5/1949 | 490.12 | 490
996 | 11416 | Sub-artesian Facility | Abandoned and Destroyed |  | 55 | 204824 | 7550129 |  | 29/7/1949 | 198.12 | NA
996 | 11455 | Sub-artesian Facility | Existing | ROSES BORE | 55 | 213971 | 7497953 |  | 13/8/1949 | 140.21 | 108
996 | 11599 | Sub-artesian Facility | Abandoned and Destroyed | DARIVEEN BORE | 55 | 209556 | 7459399 |  | 3/7/1943 | 58.52 | NA
996 | 11803 | Sub-artesian Facility | Existing | HILLVIEW BORE | 55 | 201260 | 7493596 |  | 30/4/1951 | 137.16 | 77
996 | 11805 | Sub-artesian Facility | Existing | DARIVEEN NO.4 BORE | 55 | 207775 | 7463059 |  | 31/5/1951 | 152.4 | 122
996 | 12015 | Sub-artesian Facility | Existing | BURR GULLY BORE | 55 | 198449 | 7458719 |  | 13/1/1950 | 173.13 | 125
996 | 12126 | Artesian Bore, Flow Ceased | Existing | ROCKWOOD BORE | 55 | 219932 | 7594965 |  | 30/9/1953 | 491.95 | 492
996 | 12175 | Sub-artesian Facility | Existing |  | 55 | 199304 | 7546329 |  | 25/10/1952 | 121.92 | 79
996 | 12261 | Sub-artesian Facility | Abandoned and Destroyed |  | 55 | 198547 | 7555859 |  | 6/1/1953 | 104.54 | NA
996 | 12282 | Sub-artesian Facility | Existing | BIRTHDAY BORE | 55 | 191430 | 7548608 |  | 11/3/1953 | 152.4 | 27
996 | 12370 | Sub-artesian Facility | Abandoned and Destroyed | ELMORE BORE | 55 | 221979 | 7462928 |  | 28/5/1953 | 120.7 | 121
996 | 12371 | Sub-artesian Facility | Abandoned and Destroyed |  | 55 | 222658 | 7460108 |  | 30/3/1953 | 108.51 | NA
996 | 12614 | Sub-artesian Facility | Existing | ARDNO BORE | 55 | 222224 | 7491653 |  | 25/6/1954 | 137.2 | 94
996 | 12653 | Sub-artesian Facility | Existing |  | 55 | 195789 | 7550110 |  | 26/11/1954 | 243.84 | 195
996 | 12664 | Sub-artesian Facility | Existing | NO.3 BORE (ELMORE) | 55 | 220070 | 7461292 |  | 17/9/1953 | 97.54 | 73
996 | 12665 | Sub-artesian Facility | Existing | FOUR CORNER BORE | 55 | 222280 | 7465180 |  | 6/11/1953 | 137.16 | 98
996 | 12724 | Sub-artesian Facility | Abandoned and Destroyed | NO.5 BORE | 55 | 225592 | 7471244 |  | 10/5/1954 | 152.4 | NA
996 | 13089 | Sub-artesian Facility | Existing | DOUGLASS BORE | 55 | 225687 | 7489715 |  | 10/9/1954 | 149.35 | 92
996 | 13090 | Sub-artesian Facility | Abandoned and Destroyed |  | 55 | 216306 | 7487235 |  | 26/11/1954 | 167.64 | 109
996 | 13182 | Sub-artesian Facility | Existing | SOUTH BRANCH BORE | 55 | 195871 | 7487764 |  | 8/5/1956 | 122.53 | 65
996 | 13333 | Sub-artesian Facility | Abandoned and Destroyed |  | 55 | 218923 | 7508062 |  | 23/10/1956 | 214.58 | 99
996 | 13847 | Sub-artesian Facility | Abandoned and Destroyed |  | 55 | 191167 | 7576349 |  | 5/8/1958 | 60.96 | 17
996 | 13970 | Artesian Bore, Controlled Flow | Existing | LOWER THORNVILLE BORE | 55 | 216285 | 7569745 | 253 | 24/3/1960 | 715.06 | 715
996 | 15057 | Sub-artesian Facility | Existing | NUMBER 3 | 55 | 195924 | 7535796 |  | 11/3/1963 | 123.44 | NA
996 | 15467 | Sub-artesian Facility | Existing | CHESTERFIELD BORE | 55 | 191180 | 7567034 |  | 23/12/1962 | 107.59 | 108
996 | 15506 | Artesian Bore, Controlled Flow | Existing | ANTRIM NO. 3 AKA HOUSE | 55 | 216838 | 7605094 | 263 | 24/5/1963 | 860.76 | 809
996 | 15751 | Sub-artesian Facility | Existing | CHARLIES BORE | 55 | 219932 | 7500213 |  | 14/2/1964 | 97.54 | 98
996 | 16266 | Artesian Bore, Controlled Flow | Existing | HILLVIEW HOUSE BORE | 55 | 223125 | 7533421 | 229 | 18/10/1965 | 626 | 627
996 | 17044 | Sub-artesian Facility | Existing | HOUSE BORE | 55 | 203046 | 7486058 |  | 14/10/1966 | 92.05 | 92
996 | 18380 | Sub-artesian Facility | Existing | PLAINS BORE | 55 | 199397 | 7454119 |  | 20/8/1957 | 167.64 | 88
996 | 22130 | Artesian Bore, Controlled Flow | Abandoned and Destroyed | ENL BROOKWOOD 1 | 55 | 225668 | 7511556 | 224.1 | 3/11/1962 | NA | 123
996 | 26188 | Sub-artesian Facility | Existing |  | 55 | 221076 | 7484090 |  | 1/1/1915 | 126.5 | 126
996 | 26489 | Sub-artesian Facility | Abandoned and Destroyed |  | 55 | 201172 | 7554434 |  | 31/12/1899 | NA | NA
996 | 51430 | Sub-artesian Facility | Existing |  | 55 | 197729 | 7561108 |  | 22/9/1980 | 852 | 852
996 | 51655 | Sub-artesian Facility | Existing |  | 55 | 203016 | 7487597 |  | 16/8/1982 | 1037 | 1037
996 | 69012 | Sub-artesian Facility | Proposed |  | 55 | 211256 | 7582724 |  |  | NA | NA
996 | 69215 | Sub-artesian Facility | Existing |  | 55 | 197341 | 7492874 |  | 30/5/1985 | 122 | 87
996 | 69216 | Sub-artesian Facility | Existing |  | 55 | 205325 | 7479021 |  | 30/8/1985 | 169 | 91
996 | 69287 | Sub-artesian Facility | Existing |  | 55 | 203156 | 7589593 |  | 14/4/1986 | 822 | 819
996 | 69496 | Artesian Bore, Controlled Flow | Existing | NEW BORE | 55 | 218184 | 7503424 |  | 20/5/1988 | 1000 | 1000
996 | 69834 | Sub-artesian Facility | Existing | CENTRE MILL BORE | 55 | 197470 | 7479175 |  | 1/1/1917 | NA | NA
996 | 93410 | Artesian Bore, Controlled Flow | Existing | TANGORIN SRF - JOB 2554 | 55 | 210677 | 7594088 | 251 | 9/11/1997 | 702 | 702
996 | 93585 | Sub-artesian Facility | Existing | YARRAMAN SRF | 55 | 193471 | 7464724 |  | 23/8/1999 | 201 | 201
996 | 93623 | Sub-artesian Facility | Existing | HANWORTH HOUSE BORE | 55 | 196672 | 7527018 |  | 16/6/2001 | 136.36 | 136
996 | 93797 | Sub-artesian Facility | Existing | LEVUKA HOUSE BORE | 55 | 204207 | 7531992 |  | 13/6/2001 | 120.24 | 124
996 | 93832 | Sub-artesian Facility | Existing | FOUR CORNERS BORE | 55 | 222299 | 7464980 |  | 28/8/2001 | 150 | 150
996 | 93883 | Artesian Bore, Controlled Flow | Existing | MUYONG HOUSE BORE | 55 | 217217 | 7486072 |  | 22/2/2002 | 981 | 981
996 | 93893 | Sub-artesian Facility | Existing | HANWORTH NO.1 | 55 | 195756 | 7530118 |  | 27/3/2002 | 130.3 | 130
996 | 93894 | Sub-artesian Facility | Existing | POWERLINE BORE | 55 | 203040 | 7527325 |  | 29/3/2002 | 128.12 | 128
996 | 93895 | Sub-artesian Facility | Existing | LEVUKA NO. 1 | 55 | 204169 | 7535252 |  | 25/3/2002 | 136.36 | 136
996 | 118052 | Artesian Bore, Controlled Flow | Existing | WOOLSHED BORE | 55 | 207893 | 7606366 | 273 | 7/2/2003 | 723 | 720
996 | 118355 | Artesian Bore, Controlled Flow | Existing | MARATHONA | 55 | 217431 | 7474538 |  | 25/7/2005 | 855.48 | 855
996 | 118682 | Sub-artesian Facility | Existing | HOUSE BORE | 55 | 197686 | 7523945 |  | 10/10/2005 | 148.48 | 148
996 | 118814 | Sub-artesian Facility | Existing | WOOLSHED BORE | 55 | 199941 | 7488854 |  | 1/10/2006 | 152.4 | 152
996 | 118815 | Sub-artesian Facility | Existing | CENTRE MILL BORE | 55 | 197048 | 7479378 |  | 7/10/2006 | 152.4 | 152
996 | 118816 | Sub-artesian Facility | Existing | CENTRE BORE | 55 | 202702 | 7467877 |  | 4/10/2006 | 194.8 | 195
996 | 118968 | Artesian Bore, Controlled Flow | Existing | NEW BORE | 55 | 218460 | 7519138 |  | 30/8/2007 | 964 | 964
996 | 146093 | Artesian Bore, Controlled Flow | Existing | BUNDELLA BORE | 55 | 201450 | 7578175 | 256 | 29/9/2008 | 869 | 869
996 | 146102 | Artesian Bore, Controlled Flow | Existing | INVERNESS BORE | 55 | 209393 | 7558151 | 251 | 22/10/2008 | 882.3 | 882
996 | 146160 | Sub-artesian Facility | Existing | LUBRA BORE | 55 | 195481 | 7600762 |  | 2/6/2009 | 728.5 | 728
996 | 146237 | Artesian Bore, Controlled Flow | Existing | ROCKWOOD HOUSE | 55 | 218738 | 7588054 |  | 7/12/2009 | 795 | 795
996 | 146290 | Sub-artesian Facility | Existing | CLARKES BORE | 55 | 219966 | 7595283 |  | 20/7/2010 | 524 | 524
999 | 2251 | Sub-artesian Facility | Abandoned and Destroyed | CORONA (1) | 54 | 747897 | 7434589 |  | 1/1/1910 | NA | NA
999 | 2365 | Sub-artesian Facility | Abandoned and Destroyed | NO.1 BORE | 54 | 787610 | 7479536 | 239.4 | 1/1/1914 | 152.4 | 12
999 | 2366 | Sub-artesian Facility | Abandoned and Destroyed | LAGUNE BORE | 54 | 787610 | 7479536 | 245.5 | 1/1/1914 | 182.9 | 92
999 | 2385 | Sub-artesian Facility | Existing | HEREWARD BORE | 54 | 786346 | 7466442 | 221.4 | 15/8/1912 | 169.1 | 169
999 | 2386 | Sub-artesian Facility | Abandoned and Destroyed | HEREWARD 21 | 54 | 784084 | 7469959 | 223.5 | 1/1/1937 | 279.2 | NA
999 | 2387 | Sub-artesian Facility | Existing | HEREWARD NO.5 BORE | 54 | 787408 | 7473965 | 237.2 | 1/1/1913 | 129 | NA
999 | 2628 | Artesian Bore, Controlled Flow | Existing | NO.1 BORE | 54 | 762323 | 7454450 |  | 28/9/1910 | 1264.94 | 1266
999 | 2629 | Artesian Bore, Controlled Flow | Existing |  | 54 | 772263 | 7446456 |  | 13/6/1914 | 1321.01 | 1322
999 | 2631 | Sub-artesian Facility | Abandoned and Destroyed |  | 54 | 782256 | 7462702 |  |  | NA | NA
999 | 2638 | Sub-artesian Facility | Existing | OFFENDENE BORE | 54 | 784974 | 7459748 |  | 31/12/1899 | 103.6 | NA
999 | 2639 | Sub-artesian Facility | Abandoned and Destroyed | SHALLOW (10) | 54 | 776127 | 7460005 |  | 1/1/1915 | NA | NA
999 | 2640 | Sub-artesian Facility | Abandoned and Destroyed | DOGHOLE XXVII | 54 | 781161 | 7467152 |  | 1/1/1914 | NA | 215
999 | 2641 | Sub-artesian Facility | Abandoned and Destroyed | CATTLE CREEK XXVII | 54 | 782955 | 7462248 | 214.1 | 1/1/1914 | NA | 165
999 | 2642 | Sub-artesian Facility | Existing | HOUSE BORE | 54 | 777364 | 7466194 |  | 1/1/1915 | 166.4 | 166
999 | 2643 | Sub-artesian Facility | Abandoned and Destroyed |  | 54 | 783753 | 7454699 |  | 1/1/1914 | NA | 186
999 | 2644 | Sub-artesian Facility | Abandoned and Destroyed |  | 54 | 786860 | 7420083 |  |  | NA | NA
999 | 2645 | Sub-artesian Facility | Abandoned and Destroyed | GRAYSTEEL 12 | 54 | 786019 | 7425160 |  | 1/1/1915 | NA | 183
999 | 2646 | Sub-artesian Facility | Existing | EAST DEXTER BORE | 54 | 784454 | 7428153 |  | 1/1/1914 | 181.7 | NA
999 | 2647 | Sub-artesian Facility | Abandoned and Destroyed | MERRIWIN | 54 | 780765 | 7466334 |  | 1/1/1914 | NA | NA
999 | 2648 | Sub-artesian Facility | Abandoned and Destroyed |  | 54 | 744392 | 7460786 |  | 1/1/1914 | 182.9 | NA
999 | 2649 | Sub-artesian Facility | Existing | HEREWARD NO.6 BORE | 54 | 778259 | 7470805 | 218 | 1/1/1912 | 110.6 | 79
999 | 2650 | Sub-artesian Facility | Existing | HEREWARD NO.7 BORE | 54 | 773158 | 7468219 | 245.8 | 1/1/1914 | 154.8 | 150
999 | 3499 | Sub-artesian Facility | Existing | MONA BORE | 54 | 782467 | 7414739 |  | 1/1/1955 | 126.8 | NA
999 | 3500 | Sub-artesian Facility | Existing | TOP WOOLSHED | 54 | 780993 | 7414057 |  | 1/1/1911 | NA | NA
999 | 3501 | Sub-artesian Facility | Abandoned and Destroyed |  | 54 | 760401 | 7403167 |  | 1/9/1937 | NA | 106
999 | 3502 | Sub-artesian Facility | Abandoned and Destroyed |  | 54 | 761306 | 7404362 |  | 1/9/1937 | 243.23 | 123
999 | 3504 | Artesian Bore, Controlled Flow | Existing | RAFA BORE | 54 | 785462 | 7389477 |  | 1/1/1926 | 609.6 | 522
999 | 3835 | Sub-artesian Facility | Abandoned and Destroyed |  | 54 | 769186 | 7473344 | 230.2 |  | NA | NA
999 | 3836 | Sub-artesian Facility | Abandoned and Destroyed | NO NAME BORE | 54 | 769186 | 7473344 |  | 31/12/1899 | NA | NA
999 | 3844 | Sub-artesian Facility | Abandoned and Destroyed | HOMESTEAD BORE | 54 | 766544 | 7472370 | 230.2 | 1/1/1914 | NA | 162
999 | 3845 | Sub-artesian Facility | Existing | LUTHRIE BORE | 54 | 776934 | 7477285 | 226.6 | 2/5/1953 | 192 | 162
999 | 4741 | Sub-artesian Facility | Abandoned and Destroyed |  | 54 | 734006 | 7489948 |  | 31/12/1899 | 152.4 | NA
999 | 5033 | Artesian Bore, Uncontrolled Flow | Abandoned and Destroyed |  | 54 | 781131 | 7433825 |  | 14/12/1935 | 235.31 | NA
999 | 5043 | Sub-artesian Facility | Abandoned but still usable | EVESHAM SRF JOB 177 | 54 | 780363 | 7452397 |  | 18/2/1936 | 243.84 | 244
999 | 5049 | Sub-artesian Facility | Existing |  | 54 | 762468 | 7464892 |  | 1/11/1975 | 201.78 | 202
999 | 5285 | Sub-artesian Facility | Existing | HADDINGTON BORE | 54 | 766123 | 7455210 |  | 30/9/1937 | 188.97 | 189
999 | 5611 | Sub-artesian Facility | Existing |  | 54 | 749471 | 7413791 |  | 4/5/1937 | 467.2 | 468
999 | 5612 | Sub-artesian Facility | Existing | BUANGOR BORE | 54 | 740491 | 7434154 |  | 1/1/1918 | 339.85 | 340
999 | 5613 | Sub-artesian Facility | Abandoned and Destroyed | CUCHERDOW BORE | 54 | 748924 | 7428940 |  | 22/9/1924 | 297.18 | 297
999 | 5614 | Sub-artesian Facility | Existing | EFFERMURRA BORE | 54 | 757932 | 7436393 |  | 4/5/1937 | 152.4 | NA
999 | 5615 | Sub-artesian Facility | Existing | 8 MILE BORE | 54 | 738138 | 7403635 |  | 21/1/1924 | 275.54 | 276
999 | 5616 | Sub-artesian Facility | Existing | GOOLGA | 54 | 734450 | 7417357 |  | 1/1/1924 | 324.61 | 325
999 | 5617 | Sub-artesian Facility | Abandoned and Destroyed | GOONDIWARRA BORE | 54 | 742359 | 7448392 |  | 3/5/1919 | 373.07 | NA
999 | 5618 | Sub-artesian Facility | Existing | GROONGAL BORE | 54 | 731694 | 7422390 |  | 1/1/1919 | 365.76 | 366
999 | 5619 | Sub-artesian Facility | Existing | JOWAN BORE | 54 | 741792 | 7424130 |  | 1/1/1920 | 368.81 | 369
999 | 5620 | Sub-artesian Facility | Existing | PINCH BORE | 54 | 758840 | 7425359 |  | 4/5/1937 | 282.55 | 282
999 | 5621 | Sub-artesian Facility | Existing | MOOLCHA BORE | 54 | 741491 | 7444599 |  | 1/1/1917 | 313.03 | 313
999 | 5622 | Sub-artesian Facility | Abandoned and Destroyed |  | 54 | 739751 | 7430422 |  | 20/11/1916 | 307.85 | 315
999 | 5623 | Sub-artesian Facility | Existing | RAM PADDOCK BORE | 54 | 751533 | 7440827 |  | 4/5/1937 | 328.88 | 327
999 | 5624 | Sub-artesian Facility | Abandoned and Destroyed |  | 54 | 747420 | 7431679 |  | 1/1/1917 | 347.17 | 363
999 | 5625 | Sub-artesian Facility | Existing | WINDY | 54 | 737123 | 7441790 |  | 1/1/1918 | 304.8 | 275
999 | 5626 | Sub-artesian Facility | Existing |  | 54 | 744124 | 7421256 |  | 4/5/1937 | 273.1 | 273
999 | 5627 | Sub-artesian Facility | Existing |  | 54 | 741912 | 7410822 |  | 20/10/1919 | 435.25 | 436
999 | 5628 | Sub-artesian Facility | Existing | MURRAMAROO BORE | 54 | 748058 | 7425400 |  | 1/1/1919 | 439.83 | 440
999 | 5630 | Sub-artesian Facility | Existing | SHAKESPEARE BORE | 54 | 731964 | 7466605 |  | 1/1/1930 | 103.63 | 62
999 | 5952 | Sub-artesian Facility | Existing | HARTREE BORE | 54 | 755151 | 7469243 |  | 1/1/1926 | 243.8 | 244
999 | 6002 | Sub-artesian Facility | Abandoned and Destroyed | MANEROO (8) BORE | 54 | 782437 | 7386733 |  | 28/3/1937 | NA | 198
999 | 6004 | Sub-artesian Facility | Abandoned and Destroyed | CARE BORE | 54 | 786921 | 7401010 |  | 1/1/1920 | NA | 84
999 | 6006 | Sub-artesian Facility | Abandoned and Destroyed | MONA BORE | 54 | 773474 | 7415016 |  | 1/1/1915 | NA | 127
999 | 6007 | Sub-artesian Facility | Abandoned and Destroyed | DRAMBUIE BORE | 54 | 771115 | 7402683 |  | 1/1/1915 | 182.83 | 123
999 | 6008 | Sub-artesian Facility | Abandoned and Destroyed |  | 54 | 785860 | 7403301 |  |  | NA | NA
999 | 6317 | Sub-artesian Facility | Abandoned and Destroyed |  | 54 | 737033 | 7476475 |  | 1/1/1926 | NA | 155
999 | 6366 | Sub-artesian Facility | Existing | AVONDALE BORE | 54 | 729085 | 7385537 |  | 1/1/1923 | 436.47 | 418
999 | 6556 | Sub-artesian Facility | Existing |  | 54 | 730807 | 7480873 |  |  | 304.2 | NA
999 | 6638 | Sub-artesian Facility | Abandoned and Destroyed |  | 54 | 734270 | 7380989 |  | 13/4/1938 | NA | 195
999 | 6783 | Sub-artesian Facility | Existing | BARATRIA NO 2 | 54 | 743585 | 7467575 |  | 1/1/1925 | 161.54 | 152
999 | 7423 | Sub-artesian Facility | Existing | STRANGFORD BORE | 54 | 766070 | 7446072 |  | 1/5/1922 | 193 | 192
999 | 7424 | Sub-artesian Facility | Abandoned and Destroyed |  | 54 | 775251 | 7439141 |  | 1/1/1917 | 225.7 | 224
999 | 7425 | Sub-artesian Facility | Abandoned and Destroyed |  | 54 | 782351 | 7422091 |  |  | NA | NA
999 | 7426 | Sub-artesian Facility | Abandoned and Destroyed |  | 54 | 780221 | 7425976 |  |  | NA | NA
999 | 7427 | Sub-artesian Facility | Existing | EDGECOMBE BORE | 54 | 769192 | 7451872 |  | 1/1/1938 | 182.9 | 180
999 | 7495 | Sub-artesian Facility | Abandoned and Destroyed | NO NAME | 54 | 765879 | 7470606 |  |  | NA | NA
999 | 7497 | Sub-artesian Facility | Abandoned and Destroyed | KELLYS BORE | 54 | 771012 | 7480412 |  | 28/3/1916 | 229.21 | 189
999 | 7567 | Sub-artesian Facility | Existing | DOG HOLE BORE | 54 | 777823 | 7466947 |  | 31/12/1899 | 218 | 52
999 | 7611 | Sub-artesian Facility | Existing | BRASIDE BORE | 54 | 783753 | 7454699 |  | 4/1/1939 | 193.24 | 124
999 | 9351 | Sub-artesian Facility | Abandoned and Destroyed | NO NAME | 54 | 778712 | 7456610 |  | 31/12/1899 | NA | NA
999 | 9896 | Sub-artesian Facility | Abandoned and Destroyed |  | 54 | 778712 | 7456610 |  | 14/4/1944 | 198.12 | 188
999 | 9953 | Sub-artesian Facility | Abandoned and Destroyed | NO NAME | 54 | 788575 | 7460456 |  | 23/8/1944 | 91.44 | NA
999 | 10412 | Sub-artesian Facility | Abandoned and Destroyed |  | 54 | 739908 | 7470507 |  | 14/4/1945 | 192 | 244
999 | 10575 | Sub-artesian Facility | Existing |  | 54 | 753893 | 7453223 |  | 1/1/1945 | 198.12 | 195
999 | 10616 | Sub-artesian Facility | Abandoned and Destroyed | NO NAME | 54 | 727055 | 7411790 |  | 1/1/1912 | NA | NA
999 | 11129 | Sub-artesian Facility | Existing | TRIANGLE BORE | 54 | 769908 | 7455282 |  | 15/5/1948 | NA | 168
999 | 11194 | Sub-artesian Facility | Existing | CROWS NEST BORE | 54 | 733592 | 7414641 |  | 3/8/1946 | 260.3 | 265
999 | 11201 | Sub-artesian Facility | Existing | CORY BORE | 54 | 775791 | 7398266 |  | 1/1/1948 | 121.92 | 122
999 | 11489 | Sub-artesian Facility | Existing | CATTLE CREEK BORE | 54 | 780820 | 7460823 |  | 1/12/1949 | 213.36 | NA
999 | 11745 | Sub-artesian Facility | Existing | STRANRAER NO.2 BORE | 54 | 764655 | 7470180 |  | 30/10/1950 | 188.06 | 137
999 | 11785 | Sub-artesian Facility | Existing | WOOLSHED BORE | 54 | 767971 | 7473615 |  | 1/6/1951 | 188.98 | 141
999 | 12262 | Sub-artesian Facility | Abandoned and Destroyed | MANEROO NO.10 BORE | 54 | 783493 | 7402690 |  | 25/6/1953 | 121.92 | 108
999 | 12624 | Sub-artesian Facility | Existing | STRATHFINELLA BORE | 54 | 758488 | 7415858 |  | 1/1/1953 | 140.21 | 140
999 | 12945 | Sub-artesian Facility | Existing | CAVE BORE | 54 | 788745 | 7398394 |  | 10/6/1954 | 158.5 | 103
999 | 12948 | Sub-artesian Facility | Existing | DEXTER | 54 | 780221 | 7425976 |  | 1/3/1955 | 195.07 | 195
999 | 13132 | Sub-artesian Facility | Existing |  | 54 | 788364 | 7448645 |  | 1/12/1955 | 233.17 | 119
999 | 13133 | Sub-artesian Facility | Existing | FRASERS BORE | 54 | 773842 | 7413619 |  | 14/10/1955 | 152.4 | 152
999 | 13274 | Sub-artesian Facility | Existing | GOONDIWARRA BORE | 54 | 742418 | 7448609 |  | 1/1/1956 | 377.01 | 359
999 | 13779 | Sub-artesian Facility | Existing |  | 54 | 759862 | 7471454 |  | 30/9/1958 | 204.22 | 108
999 | 13885 | Sub-artesian Facility | Existing | AIR STRIP BORE | 54 | 766300 | 7478137 |  | 11/4/1959 | 302.06 | 217
999 | 15297 | Sub-artesian Facility | Existing | SHED BORE | 54 | 788575 | 7460456 |  | 1/1/1960 | 182.88 | 120
999 | 15298 | Sub-artesian Facility | Existing | RENEWAL NO.2 BORE | 54 | 789959 | 7463223 |  | 1/3/1960 | 304.8 | 123
999 | 15303 | Sub-artesian Facility | Existing |  | 54 | 787502 | 7451695 |  | 1/6/1961 | 243.84 | 129
999 | 15304 | Sub-artesian Facility | Existing | FRAZERS BORE | 54 | 784092 | 7456088 |  | 1/11/1961 | 213.36 | 126
999 | 15305 | Sub-artesian Facility | Existing | PENRITH BORE | 54 | 769804 | 7436849 |  | 1/8/1960 | 213.36 | NA
999 | 15799 | Sub-artesian Facility | Existing | MANEROO NO.16 BORE | 54 | 782351 | 7422091 |  | 30/10/1963 | 207.26 | 207
999 | 16594 | Sub-artesian Facility | Existing | GIDYEA BORE | 54 | 786019 | 7425160 |  | 8/2/1966 | 610 | 186
999 | 17229 | Sub-artesian Facility | Existing | TURKEY CREEK BORE | 54 | 781222 | 7457333 |  | 11/3/1967 | 193.24 | 195
999 | 22124 | Artesian Bore, Controlled Flow | Abandoned and Destroyed | AAO PENRITH 1 | 54 | 769025 | 7435526 | 213.5 | 4/10/1962 | NA | 123
999 | 23333 | Artesian Bore, Controlled Flow | Existing | SHAUNA BORE | 54 | 781624 | 7388388 | 148 | 7/4/1985 | 1105.5 | 184
999 | 23489 | Artesian Bore, Controlled Flow | Existing | AMX SILSOE 1 | 54 | 742125 | 7400492 | 219 | 11/5/1986 | 1541 | 207
999 | 23652 | Artesian Bore, Controlled Flow | Existing | AMP BURGAMOO 1 BORE | 54 | 726722 | 7404393 | 244 | 26/10/1989 | 1671.5 | 1249
999 | 23903 | Artesian Bore, Condition Unknown | Abandoned and Destroyed | AMP ALFRED DOWNS 1 | 54 | 746870 | 7398298 |  | 21/8/1990 | NA | NA
999 | 24644 | Sub-artesian Facility | Existing | EVESHAM BORE | 54 | 775450 | 7452445 |  | 1/1/1955 | 196.6 | NA
999 | 24674 | Sub-artesian Facility | Existing | FRAZERS BORE | 54 | 773473 | 7467771 |  | 5/11/1964 | 201.17 | NA
999 | 26520 | Sub-artesian Facility | Abandoned and Destroyed | NO NAME | 54 | 778237 | 7414949 |  | 8/9/1954 | NA | NA
999 | 51170 | Sub-artesian Facility | Abandoned and Destroyed | VENTURA BORE | 54 | 749551 | 7452885 |  | 1/1/1923 | 198 | 99
999 | 51171 | Sub-artesian Facility | Existing | HOUSE BORE | 54 | 759390 | 7441702 |  | 1/1/1923 | 207 | 207
999 | 51172 | Sub-artesian Facility | Existing | STOCK ROUTE BORE | 54 | 761520 | 7437816 |  | 1/1/1924 | 182.9 | 183
999 | 51195 | Sub-artesian Facility | Abandoned and Destroyed | HOUSE BORE | 54 | 731492 | 7464901 |  | 1/1/1930 | 152.4 | 114
999 | 51198 | Sub-artesian Facility | Abandoned and Destroyed | EL KANTARA BORE | 54 | 766410 | 7391767 |  | 1/1/1915 | 137.2 | 137
999 | 51235 | Sub-artesian Facility | Existing | NO.1 BORE | 54 | 776779 | 7420053 |  | 1/1/1922 | 182.9 | 175
999 | 51236 | Sub-artesian Facility | Existing | NO.3 BORE | 54 | 769260 | 7427286 |  | 1/1/1922 | 203.6 | 191
999 | 51260 | Sub-artesian Facility | Existing | SILSOE BORE | 54 | 727087 | 7402348 |  | 1/1/1924 | 335.3 | 227
999 | 51261 | Sub-artesian Facility | Existing | BOTHWELL BORE | 54 | 732416 | 7399382 |  | 1/1/1924 | 274.3 | 225
999 | 51265 | Sub-artesian Facility | Existing | SPOILBANK BORE | 54 | 730212 | 7395982 |  | 1/1/1923 | 396.2 | 311
999 | 51419 | Sub-artesian Facility | Existing |  | 54 | 768852 | 7387308 |  | 31/12/1899 | 160 | 160
999 | 51459 | Sub-artesian Facility | Existing | NO.2 BORE CHARLTON | 54 | 766943 | 7419071 |  | 10/8/1989 | 231.6 | 225
999 | 51607 | Sub-artesian Facility | Existing | MOUNTAIN BORE | 54 | 752743 | 7456990 |  | 21/7/1949 | 183 | 183
999 | 51628 | Sub-artesian Facility | Existing |  | 54 | 734432 | 7409374 |  | 1/1/1922 | 335.3 | 118
999 | 51830 | Artesian Bore, Controlled Flow | Existing | DROUGHT BORE NO 1 | 54 | 767283 | 7389794 |  | 19/10/1983 | 905 | 100
999 | 51916 | Artesian Bore, Controlled Flow | Existing | DROUGHT BORE NO 2 | 54 | 767283 | 7389794 |  | 7/1/1984 | 950 | 950
999 | 69077 | Sub-artesian Facility | Existing | CHANNEL BORE | 54 | 782295 | 7435397 |  | 31/12/1899 | NA | 163
999 | 69085 | Sub-artesian Facility | Existing | NEW BORE | 54 | 787894 | 7481558 |  | 17/4/1985 | 137 | 95
999 | 69464 | Sub-artesian Facility | Existing | SQUARE WHEEL BORE | 54 | 785508 | 7443857 |  | 31/12/1899 | 240 | NA
999 | 69467 | Sub-artesian Facility | Existing | MOONDARRA BORE | 54 | 789727 | 7438430 |  | 31/12/1899 | 182.9 | NA
999 | 69575 | Sub-artesian Facility | Existing | HOUSE BORE | 54 | 724122 | 7394062 |  | 4/11/1989 | 391 | 391
999 | 93589 | Sub-artesian Facility | Existing | EVESHAM SRF JOB 177 | 54 | 779383 | 7453143 |  | 24/6/1999 | 244 | 244
999 | 118273 | Sub-artesian Facility | Existing | NEW BORE | 54 | 759595 | 7441602 |  | 15/12/2006 | 350 | 289
999 | 118818 | Sub-artesian Facility | Existing | NO 2 | 54 | 761271 | 7415374 |  | 22/12/2006 | 282 | 273
1005 | 140 | Artesian Bore, Controlled Flow | Existing | THOMPSON WATER SHED | 55 | 205579 | 7346197 |  |  | 1011.63 | 798
1005 | 383 | Artesian Bore, Controlled Flow | Existing | LONGREACH NO1 | 55 | 218600 | 7405001 | 190.5 |  | 1094.23 | 1094
1005 | 384 | Artesian Bore, Controlled Flow | Existing | TOWN BORE NO 2 | 55 | 219978 | 7404933 | 191.41 | 31/12/1925 | 1005.23 | 1005
1005 | 1468 | Sub-artesian Facility | Existing | RAPHOLE BORE | 55 | 224782 | 7424003 |  | 1/1/1910 | 86.6 | NA
1005 | 1469 | Sub-artesian Facility | Existing | ITCHOORA BORE | 55 | 213883 | 7429561 |  | 1/1/1910 | 141.7 | NA
1005 | 1470 | Sub-artesian Facility | Existing | BACK NAVARRE BORE | 55 | 208872 | 7434290 |  | 1/1/1909 | 244.7 | 62
1005 | 1471 | Sub-artesian Facility | Abandoned and Destroyed | LEANDER XIII | 55 | 198871 | 7421028 |  | 1/1/1912 | NA | NA
1005 | 1909 | Artesian Bore, Flow Ceased | Existing | DALMORE NO.1 BORE | 55 | 217618 | 7452745 | 224.1 |  | 603.5 | NA
1005 | 1910 | Artesian Bore, Controlled Flow | Existing | DALMORE NO.2 BORE | 55 | 217766 | 7448873 | 222.9 | 10/3/1923 | 772.98 | 773
1005 | 1912 | Artesian Bore, Flow Ceased | Existing | BEXLEY BORE | 55 | 212709 | 7433927 |  | 1/1/1901 | 588.3 | NA
1005 | 1913 | Sub-artesian Facility | Abandoned and Destroyed |  | 55 | 223666 | 7431744 |  |  | NA | NA
1005 | 1915 | Sub-artesian Facility | Existing | FOUR MILE BORE | 55 | 209976 | 7445771 | 222.3 | 1/1/1915 | 153.6 | NA
1005 | 1917 | Sub-artesian Facility | Existing | OLD WOOLSHED BORE | 55 | 204117 | 7445199 | 215.6 | 1/1/1915 | 128 | 92
1005 | 1925 | Sub-artesian Facility | Abandoned and Destroyed | FAIRFIELD 123 | 55 | 222691 | 7429495 |  | 1/1/1910 | NA | NA
1005 | 2351 | Artesian Bore, Flow Ceased | Existing | NO.4 BORE | 54 | 794212 | 7469558 | 254.6 |  | 1221.04 | 808
1005 | 2353 | Sub-artesian Facility | Abandoned and Destroyed | DARR RIVER DOWNS 66 | 54 | 797722 | 7452863 |  |  | NA | 274
1005 | 2361 | Sub-artesian Facility | Abandoned and Destroyed |  | 55 | 215884 | 7453280 |  |  | NA | NA
1005 | 2363 | Sub-artesian Facility | Abandoned and Destroyed | SHADYSIDE SALT | 55 | 210689 | 7451450 |  | 27/5/1965 | NA | 122
1005 | 2383 | Sub-artesian Facility | Existing | HEREWARD NO.1 BORE | 54 | 791880 | 7467882 | 237.9 | 1/1/1912 | 122 | NA
1005 | 2384 | Sub-artesian Facility | Abandoned and Destroyed | HEREWARD NO. 2 | 54 | 793972 | 7461200 | 253.1 | 1/1/1916 | NA | 244
1005 | 3448 | Sub-artesian Facility | Existing |  | 55 | 198457 | 7416073 |  | 17/5/1939 | 166.1 | 166
1005 | 3449 | Sub-artesian Facility | Existing |  | 55 | 204013 | 7416111 |  | 17/5/1939 | 176.6 | 153
1005 | 3450 | Sub-artesian Facility | Abandoned and Destroyed | NO NAME BORE | 55 | 204013 | 7416111 |  | 31/12/1899 | NA | NA
1005 | 3454 | Artesian Bore, Controlled Flow | Abandoned and Destroyed | LOL LOL 2 LONGREACH | 55 | 220495 | 7405171 |  | 28/2/1955 | 982.68 | 92
1005 | 3496 | Sub-artesian Facility | Abandoned and Destroyed |  | 54 | 794874 | 7417534 |  | 1/1/1909 | NA | 101
1005 | 3497 | Sub-artesian Facility | Abandoned and Destroyed | NO NAME BORE | 54 | 790147 | 7417010 |  | 31/12/1899 | NA | NA
1005 | 3498 | Sub-artesian Facility | Existing |  | 54 | 794542 | 7409997 |  | 1/1/1909 | 214.1 | NA
1005 | 3503 | Sub-artesian Facility | Abandoned and Destroyed | CORY BORE | 54 | 796850 | 7395783 |  | 31/12/1899 | NA | NA
1005 | 4409 | Artesian Bore, Flow Ceased | Abandoned and Destroyed | HOUSE BORE | 54 | 802687 | 7445465 | 242.4 | 1/1/1907 | 1179.5 | 1180
1005 | 4410 | Sub-artesian Facility | Abandoned and Destroyed |  | 55 | 197608 | 7445187 | 206.4 | 1/1/1912 | NA | NA
1005 | 4411 | Sub-artesian Facility | Abandoned and Destroyed | NO NAME BORE | 55 | 197125 | 7446958 |  | 31/12/1899 | NA | NA
1005 | 4412 | Sub-artesian Facility | Existing | CLAPPERTON | 55 | 194463 | 7446074 |  |  | NA | 117
1005 | 4413 | Sub-artesian Facility | Existing | STRATHDARR MILL | 54 | 795412 | 7445346 | 217.1 | 1/1/1911 | 178.31 | 61
1005 | 4414 | Sub-artesian Facility | Existing | HOUSE MILL BORE | 54 | 795092 | 7451432 | 234.2 | 1/1/1911 | 186.5 | 61
1005 | 4415 | Sub-artesian Facility | Existing | REDMILL BORE | 54 | 797240 | 7449383 | 236.3 | 14/3/1914 | 193.85 | 122
1005 | 4890 | Artesian Bore, Flow Ceased | Existing | WELLSHOT NO.1 BORE | 55 | 224021 | 7358622 | 271.4 |  | 1068.03 | 1069
1005 | 4892 | Artesian Bore, Uncontrolled Flow | Existing | WELLSHOT NO.3 BORE | 55 | 236043 | 7369827 | 262.9 |  | 1112.84 | 1085
1005 | 4893 | Artesian Bore, Uncontrolled Flow | Existing | WELLSHOT NO.4 BORE | 55 | 243243 | 7357953 | 265.3 | 1/1/1902 | 1127 | 754
1005 | 4895 | Artesian Bore, Uncontrolled Flow | Existing | CLEANSKIN BORE | 55 | 222051 | 7349881 | 270.8 | 1/1/1913 | 1032.67 | 1222
1005 | 4896 | Sub-artesian Facility | Existing | SALTBUSH BORE | 55 | 252934 | 7367708 |  | 1/1/1916 | 1062.24 | 6
1005 | 4897 | Artesian Bore, Controlled Flow | Existing | WELLSHOT NO.8 BORE | 55 | 226827 | 7364919 | 255.2 | 1/1/1918 | 1162.52 | 1162
1005 | 4900 | Artesian Bore, Uncontrolled Flow | Existing | TRICKLE BORE | 54 | 803318 | 7375886 |  | 8/9/1925 | 768.1 | 687
1005 | 4909 | Artesian Bore, Controlled Flow | Existing | WESTLANDS BORE | 54 | 783484 | 7345537 | 206.7 |  | 908.32 | 567
1005 | 5023 | Sub-artesian Facility | Abandoned but still usable | MANEROO SRF | 54 | 792061 | 7416991 |  | 5/12/1935 | 185.02 | 185
1005 | 5040 | Sub-artesian Facility | Abandoned and Destroyed | MACSLAND BORE | 55 | 209409 | 7417499 |  | 29/12/1935 | 234.7 | NA
1005 | 5091 | Sub-artesian Facility | Existing |  | 55 | 198200 | 7447427 |  | 1/4/1939 | 205.13 | 205
1005 | 5382 | Sub-artesian Facility | Existing | MAYFAIR BORE | 54 | 801304 | 7416141 |  | 17/3/1937 | 249.9 | 250
1005 | 5452 | Sub-artesian Facility | Abandoned and Destroyed |  | 54 | 792791 | 7438591 |  | 1/1/1918 | NA | 165
1005 | 5453 | Sub-artesian Facility | Abandoned and Destroyed |  | 54 | 796491 | 7438492 |  | 1/1/1925 | NA | 206
1005 | 5454 | Sub-artesian Facility | Existing | EMU CREEK BORE | 54 | 805483 | 7438088 |  | 1/1/1936 | 235.3 | 188
1005 | 5542 | Sub-artesian Facility | Abandoned and Destroyed | LOONGANA (1) | 55 | 205042 | 7375399 |  | 1/1/1926 | NA | 136
1005 | 5543 | Sub-artesian Facility | Abandoned and Destroyed | LOONGANA (2) | 55 | 209486 | 7376513 |  | 1/1/1926 | NA | 85
1005 | 6003 | Sub-artesian Facility | Abandoned and Destroyed | BROADWATER BORE | 54 | 799171 | 7394682 |  | 1/1/1914 | NA | 185
1005 | 6005 | Sub-artesian Facility | Existing | 8 MILE BORE | 54 | 794364 | 7405057 |  | 1/1/1920 | 117 | 69
1005 | 6765 | Sub-artesian Facility | Abandoned and Destroyed | NO NAME | 54 | 793972 | 7461200 |  | 1/1/1938 | 235 | 150
1005 | 6964 | Artesian Bore, Controlled Flow | Existing | MANNINGHAM NO.12 | 54 | 793151 | 7428959 |  | 1/1/1941 | 982.99 | 981
1005 | 7170 | Artesian Bore, Controlled Flow | Existing | WESTLANDS NO 3 | 54 | 783136 | 7355171 |  | 25/7/1939 | NA | 608
1005 | 7173 | Sub-artesian Facility | Abandoned and Destroyed | NO NAME | 54 | 780489 | 7352155 |  |  | NA | NA
1005 | 7177 | Sub-artesian Facility | Abandoned and Destroyed | SCRUBBY BORE | 54 | 797545 | 7347935 |  | 1/12/1938 | 335.3 | NA
1005 | 7178 | Sub-artesian Facility | Abandoned and Destroyed | BUGLER BORE | 54 | 804394 | 7343814 |  | 1/1/1915 | NA | NA
1005 | 7179 | Sub-artesian Facility | Abandoned and Destroyed | NO NAME | 54 | 804643 | 7349451 |  |  | NA | NA
1005 | 7181 | Sub-artesian Facility | Abandoned and Destroyed | 20 MILE NO.1 BORE | 55 | 197971 | 7343806 |  | 31/12/1899 | NA | NA
1005 | 7182 | Sub-artesian Facility | Abandoned and Destroyed | 20 MILE BORE | 55 | 200455 | 7350224 |  | 1/12/1938 | NA | 207
1005 | 7257 | Sub-artesian Facility | Existing | DALMORE NO.3 BORE | 55 | 225082 | 7452841 |  | 16/2/1923 | 191.42 | 189
1005 | 7657 | Sub-artesian Facility | Existing | LITTLE TALLEYRAND | 55 | 204255 | 7450930 |  | 27/5/1965 | 144.8 | 61
1005 | 7711 | Sub-artesian Facility | Abandoned and Destroyed | NO NAME | 54 | 792544 | 7455077 |  | 1/1/1932 | NA | 279
1005 | 7949 | Sub-artesian Facility | Existing | CRESENT CREEK BORE | 54 | 801241 | 7458054 |  | 1/1/1910 | 167.6 | NA
1005 | 8017 | Sub-artesian Facility | Existing | RAILWAY BORE | 54 | 806489 | 7442894 |  | 6/6/1938 | 236.22 | 100
1005 | 9005 | Sub-artesian Facility | Existing | SEVEN MILE BORE | 54 | 802236 | 7470137 |  | 1/1/1914 | 167.64 | NA
1005 | 9006 | Sub-artesian Facility | Existing | SHED BORE | 54 | 806915 | 7460314 |  | 1/1/1914 | 152.4 | NA
1005 | 9124 | Sub-artesian Facility | Abandoned and Destroyed |  | 55 | 226697 | 7439510 |  | 27/10/1940 | 181.36 | NA
1005 | 9296 | Sub-artesian Facility | Abandoned and Destroyed | LONGWAY | 55 | 219331 | 7431524 |  | 31/12/1899 | 121.9 | NA
1005 | 9322 | Sub-artesian Facility | Abandoned and Destroyed | NO.4 BORE | 54 | 800522 | 7452076 |  | 1/1/1925 | 247 | 244
1005 | 9488 | Sub-artesian Facility | Existing |  | 55 | 195873 | 7436494 |  | 1/1/1912 | 179.8 | 92
1005 | 11054 | Sub-artesian Facility | Abandoned and Destroyed |  | 55 | 213715 | 7440823 |  | 13/1/1948 | 243.84 | 141
1005 | 11188 | Sub-artesian Facility | Abandoned and Destroyed |  | 55 | 225968 | 7440831 |  | 18/11/1947 | 102.2 | NA
1005 | 12489 | Sub-artesian Facility | Existing | HOMESTEAD NO.2 BORE | 54 | 795647 | 7412014 |  | 14/12/1953 | 158.5 | 110
1005 | 12505 | Sub-artesian Facility | Abandoned and Destroyed |  | 55 | 202370 | 7424667 |  | 1/1/1938 | NA | 225
1005 | 12506 | Sub-artesian Facility | Abandoned and Destroyed |  | 55 | 198449 | 7419810 |  | 1/1/1916 | NA | 92
1005 | 12507 | Sub-artesian Facility | Abandoned and Destroyed | NO NAME | 55 | 201647 | 7422881 |  | 1/5/1953 | 196 | 197
1005 | 12820 | Sub-artesian Facility | Existing | OVERSHOT | 55 | 195381 | 7441766 |  | 30/8/1954 | 182.88 | 64
1005 | 12821 | Sub-artesian Facility | Existing | CLAPPERTON CREEK | 55 | 197608 | 7445187 |  | 5/10/1954 | 167.64 | NA
1005 | 12822 | Sub-artesian Facility | Existing | HUT BORE | 55 | 193334 | 7442040 |  | 19/11/1954 | 167.64 | NA
1005 | 12946 | Sub-artesian Facility | Existing | WOOLSHED BORE | 54 | 803956 | 7407245 |  | 19/7/1954 | 137.16 | 93
1005 | 12947 | Sub-artesian Facility | Existing | BROARDWATER BORE | 54 | 796549 | 7394137 |  | 1/12/1954 | 204.22 | 170
1005 | 13015 | Sub-artesian Facility | Existing |  | 54 | 800562 | 7455213 |  | 29/11/1955 | 184.1 | 158
1005 | 13211 | Artesian Bore, Flow Ceased | Existing | LOL LOL 3 LONGREACH | 55 | 219032 | 7405116 |  | 13/4/1955 | 1008.88 | 853
1005 | 13543 | Sub-artesian Facility | Existing | STUD BORE | 54 | 793972 | 7461200 |  | 16/4/1958 | 260.6 | 171
1005 | 14040 | Sub-artesian Facility | Existing | YAMBACOLLIE BORE | 54 | 792791 | 7438591 |  | 1/3/1958 | 185.62 | 163
1005 | 15299 | Sub-artesian Facility | Existing | ELECTRIC BORE | 55 | 208236 | 7443506 |  | 1/11/1959 | 192.02 | 158
1005 | 15306 | Sub-artesian Facility | Existing | HAYSTACK BORE | 54 | 799527 | 7410836 |  | 30/5/1962 | 188.98 | 121
1005 | 15597 | Sub-artesian Facility | Existing | MACSLAND SRF JOB 222 | 55 | 209409 | 7417499 |  | 19/9/1963 | 224.94 | NA
1005 | 22015 | Artesian Bore, Flow Ceased | Existing | QOD QOD 1 (LANGDALE) | 54 | 805396 | 7379478 | 201.3 | 1/1/1927 | 789.44 | NA
1005 | 22028 | Artesian Bore, Controlled Flow | Abandoned and Destroyed | LOW LOW 1 LONGREACH | 55 | 220061 | 7405054 | 189.1 | 14/2/1931 | 1020 | 1022
1005 | 22059 | Artesian Bore, Controlled Flow | Abandoned and Destroyed | LOL LOL 4 LONGREACH | 55 | 220199 | 7404957 | 188.7 | 19/5/1955 | 999.1 | 97
1005 | 22793 | Artesian Bore, Controlled Flow | Existing | HBK MANFRED 1 BORE | 54 | 802106 | 7444774 | 234.4 | 19/8/1973 | 1189 | 871
1005 | 26524 | Sub-artesian Facility | Abandoned and Destroyed | NO NAME | 54 | 794548 | 7438650 |  | 24/10/1952 | NA | NA
1005 | 30350 | Sub-artesian Facility | Existing | BREEDON BORE | 54 | 800618 | 7454579 |  | 31/12/1899 | 184.1 | NA
1005 | 30351 | Sub-artesian Facility | Existing | SALT BORE | 54 | 799498 | 7462006 |  | 29/11/1957 | 187.45 | NA
1005 | 30538 | Sub-artesian Facility | Abandoned and Destroyed |  | 55 | 223011 | 7404617 |  |  | 91.4 | 91
1005 | 37295 | Sub-artesian Facility | Existing | NEW STRATHDARR BORE | 54 | 792553 | 7446514 |  | 1/10/1952 | 182.9 | 87
1005 | 37296 | Sub-artesian Facility | Existing | SOUTH BREEDON BORE | 54 | 798584 | 7443477 |  | 1/10/1952 | 187.6 | 188
1005 | 37297 | Sub-artesian Facility | Existing | BOTTOM SIMPLEX BORE | 54 | 797838 | 7457723 |  | 22/10/1952 | 182.9 | 87
1005 | 37298 | Sub-artesian Facility | Existing | SIMPLEX BORE | 54 | 797276 | 7452868 |  | 22/10/1952 | 226 | 214
1005 | 37310 | Sub-artesian Facility | Existing |  | 54 | 792672 | 7439352 |  | 13/2/1972 | 188.5 | 133
1005 | 43131 | Sub-artesian Facility | Existing |  | 54 | 803135 | 7433105 |  | 1/1/1909 | 122 | NA
1005 | 43132 | Sub-artesian Facility | Existing |  | 54 | 804265 | 7424984 |  | 1/1/1909 | 131.2 | NA
1005 | 43133 | Sub-artesian Facility | Existing |  | 54 | 798555 | 7421934 |  | 1/1/1910 | 183 | NA
1005 | 43134 | Sub-artesian Facility | Existing |  | 54 | 799319 | 7434283 |  | 1/1/1910 | 189 | NA
1005 | 43135 | Sub-artesian Facility | Existing |  | 54 | 801812 | 7428429 |  |  | 158.9 | NA
1005 | 51686 | Sub-artesian Facility | Existing | MACSLAND BORE | 55 | 208414 | 7425561 |  | 27/2/1986 | 193 | 182
1005 | 51697 | Sub-artesian Facility | Existing | MIMOSA PADDOCK BORE | 55 | 194419 | 7432707 |  | 31/12/1899 | NA | NA
1005 | 51698 | Sub-artesian Facility | Existing | RAILWAY PADDOCK BORE | 55 | 193908 | 7435815 |  | 31/12/1899 | NA | NA
1005 | 51993 | Sub-artesian Facility | Existing | SHED BORE | 55 | 195435 | 7429865 |  | 31/12/1899 | NA | NA
1005 | 69269 | Sub-artesian Facility | Existing | LANGDALE BORE | 55 | 198548 | 7374687 |  | 4/5/1985 | 89 | 89
1005 | 69605 | Sub-artesian Facility | Existing |  | 55 | 205003 | 7380488 |  | 25/8/1989 | 122 | 53
1005 | 69609 | Sub-artesian Facility | Existing |  | 55 | 214944 | 7431025 |  | 31/12/1899 | 167 | 78
1005 | 69827 | Artesian Bore, Controlled Flow | Existing | SOMERSET BORE | 54 | 803873 | 7349805 |  | 9/11/1992 | 1041 | 1047
1005 | 69890 | Artesian Bore, Controlled Flow | Existing | HOUSE BORE | 55 | 230372 | 7351831 | 248.88 | 2/9/1993 | 1040 | 1040
1005 | 69951 | Sub-artesian Facility | Abandoned and Destroyed | TEST HOLE ONLY | 55 | 217941 | 7410652 |  | 12/4/1994 | 108 | NA
1005 | 69971 | Sub-artesian Facility | Existing | MORELLA BORE | 54 | 794066 | 7455690 |  | 31/3/1995 | 1114.04 | 926
1005 | 93026 | Sub-artesian Facility | Abandoned but still usable |  | 55 | 221037 | 7407098 |  | 19/12/1994 | 110 | 80
1005 | 93579 | Sub-artesian Facility | Existing | MARYLAND BORE | 55 | 199010 | 7403714 |  | 20/11/1952 | 167.64 | 117
1005 | 93584 | Sub-artesian Facility | Existing | MANEROO SRF | 54 | 792063 | 7417111 |  | 7/6/1999 | 186 | 186
1005 | 100164 | Artesian Bore, Condition Unknown | Abandoned and Destroyed | RPN DOHERTY 1 | 55 | 220693 | 7346763 | 259.2 | 22/6/1995 | 1257 | 156
1005 | 118187 | Artesian Bore, Controlled Flow | Existing | SHARE BORE | 54 | 796115 | 7451105 |  | 20/12/2005 | 906 | 906
1005 | 146269 | Artesian Bore, Controlled Flow | Existing | TREATMENT PLANT BORE | 55 | 218733 | 7405420 | 100 | 2/3/2010 | 850 | 850
1005 | 146272 | Artesian Bore, Controlled Flow | Existing | CLEANSKIN BORE | 55 | 222642 | 7349007 |  | 6/4/2010 | 1135 | 1244
1008 | 278 | Artesian Bore, Flow Ceased | Existing | BRIXTON SRF JOB 1686 | 55 | 290632 | 7396331 | 263.65 |  | 298.09 | 152
1008 | 309 | Artesian Bore, Controlled Flow | Existing | MILDURA SRF JOB 875 | 55 | 320757 | 7427146 |  | 1/1/1907 | 322.48 | 171
1008 | 312 | Artesian Bore, Controlled Flow | Existing | BATHS BORE | 55 | 325350 | 7394465 | 266.4 |  | 210.62 | 211
1008 | 313 | Artesian Bore, Controlled Flow | Existing | ASH STREET NO 1 | 55 | 325002 | 7394136 | 265.48 | 1/4/1948 | 685.81 | 651
1008 | 314 | Artesian Bore, Controlled Flow | Abandoned and Destroyed | PINE ST BORE AKA POMONA | 55 | 325787 | 7393825 | 267.31 |  | 433.43 | 433
1008 | 371 | Artesian Bore, Controlled Flow | Existing | ILFRACOMBE TOWN BORE | 55 | 245749 | 7400603 | 216.4 |  | 762 | 762
1008 | 1246 | Sub-artesian Facility | Existing | SPRINGTON NO 2 BORE | 55 | 370681 | 7427296 |  | 1/1/1919 | 15.3 | 15
1008 | 1248 | Sub-artesian Facility | Abandoned and Destroyed |  | 55 | 373970 | 7427695 |  |  | NA | NA
1008 | 1354 | Artesian Bore, Uncontrolled Flow | Existing | BRACKHILL BORE | 55 | 328964 | 7394502 | 267.4 |  | 305.41 | 128
1008 | 1355 | Artesian Bore, Flow Ceased | Existing | MAYFIELD BORE | 55 | 319515 | 7402387 |  |  | 615.7 | 137
1008 | 1356 | Artesian Bore, Flow Ceased | Existing | BRAESIDE NO.1 | 55 | 328114 | 7402352 | 277.5 |  | 416.36 | 417
1008 | 1357 | Artesian Bore, Uncontrolled Flow | Existing | BRAESIDE NO.2 | 55 | 327502 | 7400177 |  | 1/1/1907 | 922.93 | 305
1008 | 1358 | Artesian Bore, Uncontrolled Flow | Existing | BRAESIDE NO.3 | 55 | 333198 | 7402464 |  | 1/1/1908 | 277.98 | 153
1008 | 1363 | Artesian Bore, Uncontrolled Flow | Existing | LEXINGTON BORE | 55 | 328842 | 7394995 |  | 1/1/1906 | 303.58 | 304
1008 | 1364 | Sub-artesian Facility | Existing | PROSPECT BORE | 55 | 324249 | 7396989 |  | 20/4/1972 | NA | NA
1008 | 1371 | Artesian Bore, Controlled Flow | Abandoned and Destroyed | WOOLSCOUR BORE | 55 | 325887 | 7394158 | 260.91 |  | 360.88 | 361
1008 | 1372 | Artesian Bore, Flow Ceased | Existing | WESTBOURNE BORE | 55 | 315504 | 7394001 | 270.5 |  | 548.03 | 540
1008 | 1373 | Artesian Bore, Uncontrolled Flow | Existing | DUNBLANE BORE | 55 | 316044 | 7395667 | 265.6 | 1/1/1905 | 493.78 | 305
1008 | 1374 | Artesian Bore, Flow Ceased | Existing | MCBRIDES BORE | 55 | 311026 | 7393831 | 267.4 | 6/8/1912 | 577.6 | 552
1008 | 1375 | Artesian Bore, Controlled Flow | Existing | ALL FIVES BORE | 55 | 319913 | 7393714 |  | 1/1/1922 | 374.9 | 254
1008 | 1379 | Sub-artesian Facility | Abandoned and Destroyed | DUNBLANE NO.2 | 55 | 313305 | 7398536 |  | 1/1/1922 | NA | NA
1008 | 1390 | Artesian Bore, Flow Ceased | Existing | HOUSE BORE | 55 | 323730 | 7407041 | 282.1 |  | 356.31 | 216
1008 | 1394 | Artesian Bore, Flow Ceased | Existing | 2 MILE | 55 | 327075 | 7406945 | 279.9 |  | 370.33 | 371
1008 | 1447 | Artesian Bore, Controlled Flow | Existing | BRUTUS CREEK BORE | 55 | 272829 | 7408741 | 241.5 |  | 655.6 | 384
1008 | 1448 | Artesian Bore, Flow Ceased | Existing |  | 55 | 273536 | 7420913 | 255.2 | 16/9/1988 | 670.6 | 102
1008 | 1449 | Artesian Bore, Controlled Flow | Existing | MEADOWLAND BORE | 55 | 248335 | 7411334 | 219.6 | 1/1/1907 | 723.9 | 658
1008 | 1450 | Artesian Bore, Controlled Flow | Abandoned and Destroyed | HOUSE BORE | 55 | 267748 | 7416798 | 245.2 |  | 707.1 | NA
1008 | 1451 | Artesian Bore, Flow Ceased | Existing | PADUA BORE | 55 | 253175 | 7424231 | 223.5 | 1/1/1911 | 756.8 | 757
1008 | 1452 | Artesian Bore, Controlled Flow | Existing | WOOLSHED BORE | 55 | 249995 | 7417480 | 211 | 10/10/1914 | 378.9 | 379
1008 | 1453 | Artesian Bore, Uncontrolled Flow | Existing | HOMESTEAD BORE | 55 | 254430 | 7419039 |  | 15/4/1929 | 335.3 | 335
1008 | 1454 | Artesian Bore, Flow Ceased | Existing |  | 55 | 259028 | 7415764 |  | 1/1/1934 | 355.4 | 256
1008 | 1456 | Artesian Bore, Controlled Flow | Existing | BALMORAL BORE | 55 | 255213 | 7427521 | 215.6 | 1/1/1913 | 422.15 | 358
1008 | 1457 | Artesian Bore, Controlled Flow | Existing | DUNDONALD BORE | 55 | 267352 | 7423708 | 231.8 | 12/7/1913 | 493.17 | 422
1008 | 1458 | Artesian Bore, Uncontrolled Flow | Existing | BAWRA NO.1 BORE | 55 | 252714 | 7428040 |  | 1/1/1922 | 399.29 | 399
1008 | 1459 | Artesian Bore, Uncontrolled Flow | Existing | BAWRA NO.2 BORE | 55 | 251495 | 7431451 |  | 1/1/1925 | 472.74 | 473
1008 | 1472 | Artesian Bore, Uncontrolled Flow | Existing |  | 55 | 237807 | 7420591 |  | 1/1/1927 | 668.43 | 669
1008 | 1923 | Artesian Bore, Controlled Flow | Existing | MARCHMONT NO.2 BORE | 55 | 268356 | 7433849 | 235.1 | 25/5/1915 | 868.38 | 864
1008 | 1924 | Artesian Bore, Uncontrolled Flow | Existing | FAIRFIELD BORE | 55 | 245740 | 7432027 | 191 |  | 734.5 | 336
1008 | 2135 | Sub-artesian Facility | Abandoned and Destroyed |  | 55 | 328426 | 7420373 |  |  | NA | NA
1008 | 2136 | Artesian Bore, Flow Ceased | Existing | COREENA N0.1 | 55 | 328570 | 7420702 | 278.4 |  | 758.95 | 555
1008 | 2138 | Artesian Bore, Flow Ceased | Existing | HOUSE BORE | 55 | 328718 | 7415551 | 279.6 |  | 738.84 | 559
1008 | 2140 | Sub-artesian Facility | Existing | YELLOW JACK BORE | 55 | 367801 | 7420448 |  | 1/1/1928 | 123.75 | 116
1008 | 2145 | Artesian Bore, Flow Ceased | Existing | ELTON NO 7 BORE | 55 | 348378 | 7423533 | 277.5 |  | 246.59 | 201
1008 | 2149 | Artesian Bore, Uncontrolled Flow | Existing | BORE PADDOCK | 55 | 327194 | 7415128 | 268.7 | 1/1/1905 | 641.91 | 580
1008 | 2150 | Artesian Bore, Uncontrolled Flow | Abandoned and Destroyed | SHED BORE | 55 | 335570 | 7411234 | 265.6 | 1/1/1906 | 337.11 | 337
1008 | 2153 | Artesian Bore, Flow Ceased | Existing |  | 55 | 344620 | 7427339 | 269.6 | 1/2/1957 | 143 | 160
1008 | 2155 | Artesian Bore, Controlled Flow | Abandoned and Destroyed | SANDHILL BORE | 55 | 338496 | 7424090 | 247.9 | 1/1/1906 | 175.87 | 155
1008 | 2156 | Artesian Bore, Uncontrolled Flow | Abandoned and Destroyed | FLOWING BORE | 55 | 345799 | 7423689 | 266.2 | 1/1/1907 | 164.59 | 114
1008 | 2159 | Artesian Bore, Controlled Flow | Existing | WATSONS | 55 | 328975 | 7424713 | 256.2 | 1/1/1906 | 348 | 348
1008 | 2160 | Artesian Bore, Uncontrolled Flow | Existing | HOMESTEAD BORE | 55 | 336488 | 7424890 | 242.7 | 1/10/1939 | 337 | 220
1008 | 2162 | Sub-artesian Facility | Existing | COREENA BORE | 55 | 354134 | 7422416 | 332.7 | 31/10/1912 | 133.5 | 85
1008 | 2163 | Artesian Bore, Controlled Flow | Abandoned and Destroyed | COREENA NO 5 | 55 | 342737 | 7425771 |  | 1/1/1912 | 152.4 | NA
1008 | 2166 | Sub-artesian Facility | Existing | CAMPBELL BORE | 55 | 376907 | 7421311 |  |  | 91.44 | NA
1008 | 2168 | Artesian Bore, Controlled Flow | Existing | HOUSE BORE | 55 | 337194 | 7427641 |  | 11/7/1974 | 200 | 200
1008 | 3017 | Artesian Bore, Controlled Flow | Existing | NEWSTEAD BORE | 55 | 260263 | 7406802 | 242.1 |  | 770.23 | 766
1008 | 3018 | Artesian Bore, Flow Ceased | Existing | NO.1 BORE | 55 | 270143 | 7402828 | 264.7 |  | 675.74 | 676
1008 | 3019 | Artesian Bore, Uncontrolled Flow | Abandoned and Destroyed | GRIFFDALE BORE | 55 | 264973 | 7394629 | 244.9 | 1/11/1900 | 807 | 807
1008 | 3021 | Sub-artesian Facility | Existing | BACK BORE | 55 | 280421 | 7402603 |  | 1/1/1926 | 402.3 | 319
1008 | 3022 | Sub-artesian Facility | Existing | AVRO BORE | 55 | 275266 | 7398865 |  | 1/1/1922 | 396 | 399
1008 | 3026 | Artesian Bore, Uncontrolled Flow | Abandoned and Destroyed | KELSO BORE | 55 | 243439 | 7407350 |  | 6/3/1926 | 479.46 | 458
1008 | 3075 | Sub-artesian Facility | Existing |  | 55 | 404866 | 7419482 |  | 1/1/1915 | 123.4 | 119
1008 | 3076 | Sub-artesian Facility | Existing |  | 55 | 408002 | 7424224 |  | 1/1/1915 | 122.9 | 115
1008 | 3078 | Sub-artesian Facility | Existing | JERUSALEM BORE | 55 | 381710 | 7420172 |  | 1/1/1910 | 188.98 | 189
1008 | 3079 | Sub-artesian Facility | Abandoned and Destroyed |  | 55 | 394527 | 7423256 |  | 1/1/1911 | 241.5 | 242
1008 | 3080 | Sub-artesian Facility | Existing |  | 55 | 389837 | 7419909 |  | 1/1/1916 | 146.91 | 274
1008 | 3440 | Sub-artesian Facility | Abandoned and Destroyed | CLEEVE NO.2 | 55 | 234499 | 7404545 |  | 31/12/1899 | NA | NA
1008 | 3443 | Artesian Bore, Flow Ceased | Existing | LOL LOL 1 CLEEVE | 55 | 233683 | 7407010 |  | 1/6/1909 | 914.41 | 914
1008 | 3445 | Sub-artesian Facility | Abandoned and Destroyed | ROSEDALE | 55 | 234454 | 7406772 |  | 31/12/1899 | NA | NA
1008 | 4251 | Artesian Bore, Uncontrolled Flow | Existing | DAUNTON BORE | 55 | 271578 | 7426510 | 244.82 | 20/2/1914 | 649 | 533
1008 | 4253 | Artesian Bore, Uncontrolled Flow | Abandoned and Destroyed | WOOLBROOK BORE | 55 | 291330 | 7405829 |  | 24/7/1912 | 438.9 | NA
1008 | 4254 | Artesian Bore, Flow Ceased | Existing | GARCHES NO. 1 | 55 | 286838 | 7397777 |  | 1/1/1905 | 547.42 | NA
1008 | 4255 | Sub-artesian Facility | Existing |  | 55 | 284598 | 7401166 |  | 5/4/1948 | 293.83 | 294
1008 | 4256 | Artesian Bore, Controlled Flow | Existing | BENDIGO BORE | 55 | 284207 | 7407776 |  | 29/8/1931 | 615.09 | 615
1008 | 4283 | Artesian Bore, Flow Ceased | Existing | TOP BORE | 55 | 309005 | 7399717 | 1505.1 | 19/3/1952 | 435.86 | 171
1008 | 4284 | Artesian Bore, Flow Ceased | Existing | ST CLEARS | 55 | 311687 | 7421350 |  |  | 559.31 | 273
1008 | 4286 | Artesian Bore, Uncontrolled Flow | Existing | HOUSE BORE | 55 | 294109 | 7401178 | 257.1 |  | 486.46 | 241
1008 | 4287 | Artesian Bore, Flow Ceased | Existing | WOOLSHED AKA HOUSE BORE | 55 | 302230 | 7418856 |  |  | 607.77 | 354
1008 | 4289 | Artesian Bore, Flow Ceased | Existing | NO.7 | 55 | 316681 | 7405037 |  |  | 567.84 | 276
1008 | 4290 | Artesian Bore, Flow Ceased | Existing | HOUSE BORE | 55 | 304521 | 7397456 | 267.31 | 11/4/1956 | 386.49 | 153
1008 | 4291 | Artesian Bore, Flow Ceased | Existing | HOUSE BORE | 55 | 314247 | 7411667 |  |  | 490.73 | 309
1008 | 4292 | Artesian Bore, Controlled Flow | Existing | HOUSE BORE NO.10 | 55 | 311202 | 7404601 |  |  | 460.55 | 161
1008 | 4293 | Artesian Bore, Uncontrolled Flow | Abandoned and Destroyed | BUMBLE BORE | 55 | 296976 | 7423032 |  | 31/12/1899 | 706.53 | 383
1008 | 4294 | Sub-artesian Facility | Existing | TOP BORE | 55 | 315582 | 7418124 |  | 27/3/1937 | 601.68 | 490
1008 | 4295 | Sub-artesian Facility | Existing | PENDINE BORE | 55 | 315967 | 7424243 |  | 27/3/1937 | NA | 318
1008 | 4296 | Artesian Bore, Controlled Flow | Existing | NO1/WEANER PADDOCK/HOUSE | 55 | 323378 | 7423829 |  | 22/9/1919 | 366.5 | 366
1008 | 4297 | Sub-artesian Facility | Existing | AERMOTOR | 55 | 323153 | 7419242 |  | 1/4/1937 | NA | NA
1008 | 4299 | Sub-artesian Facility | Abandoned and Destroyed | NEWARK | 55 | 323087 | 7410667 |  | 1/4/1937 | NA | NA
1008 | 4300 | Artesian Bore, Uncontrolled Flow | Abandoned and Destroyed | EUROLIE BORE | 55 | 299690 | 7405818 |  | 2/4/1930 | 430.99 | 431
1008 | 4311 | Artesian Bore, Uncontrolled Flow | Existing | CULBURNIE BORE | 55 | 300975 | 7411637 |  | 1/1/1929 | 502.32 | 503
1008 | 4452 | Artesian Bore, Flow Ceased | Existing | AVOCA BORE | 55 | 275844 | 7392449 | 277.5 |  | 933.6 | 583
1008 | 5374 | Artesian Bore, Flow Ceased | Existing | NO.2 BORE | 55 | 267738 | 7398767 |  | 8/9/1926 | 462.38 | 463
1008 | 5375 | Sub-artesian Facility | Existing | BALFREN BORE | 55 | 265421 | 7399735 |  | 1/8/1923 | 547.73 | 514
1008 | 5796 | Artesian Bore, Uncontrolled Flow | Abandoned and Destroyed | SHEEPYARD BORE | 55 | 308154 | 7406954 |  | 18/8/1937 | 466.65 | 467
1008 | 5922 | Sub-artesian Facility | Existing | EDEN DOWNS BORE | 55 | 270850 | 7393296 |  | 27/10/1971 | 588.27 | 541
1008 | 6159 | Sub-artesian Facility | Abandoned and Destroyed | OLD NO.3 BORE | 55 | 268260 | 7398205 |  | 25/7/1937 | 121.92 | NA
1008 | 6501 | Sub-artesian Facility | Abandoned and Destroyed | HOBARTVILLE NO 9 | 55 | 423247 | 7434272 |  | 1/1/1939 | 67.4 | NA
1008 | 7778 | Sub-artesian Facility | Existing | YOLANDE MIDDLE | 55 | 331143 | 7406175 |  | 1/1/1940 | NA | NA
1008 | 7779 | Sub-artesian Facility | Existing | BOUNDARY BORE | 55 | 333421 | 7407115 |  | 1/1/1940 | NA | NA
1008 | 7780 | Sub-artesian Facility | Existing | FOUR CORNERS BORE | 55 | 332262 | 7416955 |  | 1/1/1915 | NA | NA
1008 | 7783 | Sub-artesian Facility | Existing | WHITES BORE | 55 | 373495 | 7422909 |  | 1/1/1934 | 88.4 | NA
1008 | 9084 | Sub-artesian Facility | Abandoned and Destroyed | NO NAME | 55 | 232993 | 7434363 |  | 31/12/1899 | 121.92 | NA
1008 | 9095 | Sub-artesian Facility | Abandoned and Destroyed | NO NAME | 55 | 235440 | 7423977 |  | 11/2/1941 | 91.44 | 92
1008 | 9131 | Sub-artesian Facility | Abandoned and Destroyed | SITE POR 19 BORE NO. 1 | 55 | 385164 | 7424209 |  | 11/5/1918 | 24.38 | NA
1008 | 9132 | Sub-artesian Facility | Abandoned and Destroyed | SITE POR 14 BORE NO. 2 | 55 | 384910 | 7423619 |  | 13/7/1918 | 15.73 | NA
1008 | 9133 | Sub-artesian Facility | Abandoned and Destroyed | SITE POR 11 BORE NO. 3 | 55 | 385438 | 7423725 |  | 14/9/1900 | 38.28 | NA
1008 | 9134 | Sub-artesian Facility | Abandoned and Destroyed | SITE POR 11 BORE NO. 4 | 55 | 391696 | 7424638 |  | 24/10/1918 | 33.53 | NA
1008 | 9729 | Sub-artesian Facility | Existing |  | 55 | 288057 | 7400540 |  | 3/6/1944 | 284.07 | 284
1008 | 10778 | Sub-artesian Facility | Abandoned and Destroyed | NO 2 BORE | 55 | 336716 | 7405149 |  |  | 114.3 | NA
1008 | 11587 | Sub-artesian Facility | Existing |  | 55 | 320791 | 7409962 |  | 28/8/1950 | 330.4 | NA
1008 | 11657 | Sub-artesian Facility | Existing | BYRON PARK BORE | 55 | 297027 | 7426700 |  | 21/4/1951 | 832.1 | 832
1008 | 12024 | Sub-artesian Facility | Existing | HOUSE BORE | 55 | 280691 | 7398790 |  | 22/11/1952 | 432.21 | 432
1008 | 12589 | Artesian Bore, Uncontrolled Flow | Existing | EAST PADDOCK | 55 | 297946 | 7399754 |  | 24/7/1954 | 411.48 | 412
1008 | 12855 | Artesian Bore, Controlled Flow | Existing | NEW BORE | 55 | 333695 | 7421759 |  | 8/7/1955 | 248.72 | 249
1008 | 13278 | Sub-artesian Facility | Abandoned and Destroyed | NO NAME | 55 | 313305 | 7398536 |  | 21/5/1957 | 153.31 | 30
1008 | 13305 | Artesian Bore, Flow Ceased | Abandoned and Destroyed | JOB 2160 AKA JOHNSTON | 55 | 326282 | 7394127 | 270.05 | 18/10/1957 | 366.06 | 366
1008 | 14499 | Artesian Bore, Controlled Flow | Abandoned and Destroyed | LOL LOL 5 (BALMORAL) | 55 | 253671 | 7421823 | 217.7 | 5/6/1958 | 413.61 | NA
1008 | 15463 | Sub-artesian Facility | Existing | SALTERN CREEK | 55 | 319626 | 7398354 |  | 20/5/1963 | 416.97 | 417
1008 | 15577 | Sub-artesian Facility | Existing | LOOKOUT BORE | 55 | 311568 | 7398766 |  | 12/10/1963 | 335.28 | 336
1008 | 17068 | Sub-artesian Facility | Abandoned and Destroyed |  | 55 | 326078 | 7393292 |  | 2/1/1966 | 91.44 | 24
1008 | 18143 | Sub-artesian Facility | Existing |  | 55 | 394366 | 7424721 |  | 17/10/1968 | 152.4 | 154
1008 | 18385 | Sub-artesian Facility | Abandoned and Destroyed | THE CAVES BORE | 55 | 360114 | 7423532 |  | 1/9/1967 | 121.92 | 109
1008 | 22046 | Artesian Bore, Controlled Flow | Abandoned and Destroyed | LOL NO 5 BALMORAL | 55 | 258533 | 7421227 |  | 31/5/1958 | 416.7 | 203
1008 | 22076 | Artesian Bore, Controlled Flow | Abandoned and Destroyed | OLOL NO 5 BALMORAL | 55 | 258533 | 7421227 | 217.6 | 31/5/1958 | 416.7 | 62
1008 | 22077 | Sub-artesian Facility | Existing | LOL LOL 6 (BALMORAL) | 55 | 257639 | 7421272 | 228.1 | 30/5/1959 | NA | NA
1008 | 22319 | Artesian Bore, Controlled Flow | Abandoned and Destroyed | LOL MARCHMONT 1 | 55 | 267558 | 7435423 | 225.7 | 3/7/1964 | NA | 208
1008 | 22658 | Artesian Bore, Controlled Flow | Existing | BEA COREENA 1 | 55 | 335383 | 7421602 | 250.1 | 7/3/1970 | NA | 181
1008 | 51291 | Sub-artesian Facility | Existing | NEWTONS | 55 | 322030 | 7411771 |  | 28/11/1979 | 245.06 | 245
1008 | 69623 | Sub-artesian Facility | Existing |  | 55 | 335830 | 7405317 |  | 11/8/1990 | 138.07 | 137
1008 | 69702 | Sub-artesian Facility | Existing | NEWARK | 55 | 323037 | 7410777 |  | 21/8/1991 | 233 | 233
1008 | 69879 | Sub-artesian Facility | Existing |  | 55 | 344590 | 7427327 |  | 30/6/1993 | 220 | 220
1008 | 69904 | Sub-artesian Facility | Existing | ACACIA STREET | 55 | 324320 | 7393555 |  |  | 464.45 | 464
1008 | 90157 | Sub-artesian Facility | Existing |  | 55 | 388146 | 7424621 |  |  | 228 | 210
1008 | 93431 | Artesian Bore, Controlled Flow | Existing | POWER STATION BORE | 55 | 328078 | 7394327 |  | 3/10/1998 | 460 | NA
1008 | 93483 | Sub-artesian Facility | Existing | BARCALDINE GOLF CLUB BORE | 55 | 326415 | 7394902 |  | 27/7/1998 | 162 | 162
1008 | 93693 | Artesian Bore, Controlled Flow | Existing | SHED BORE | 55 | 335452 | 7411458 |  | 23/4/2000 | 390 | 388
1008 | 93744 | Sub-artesian Facility | Existing | NEW POMONA BORE YEW ST | 55 | 325795 | 7393824 |  | 19/11/2002 | 462 | 462
1008 | 100196 | Artesian Bore, Condition Unknown | Abandoned and Destroyed | RPN HUGHES 1 | 55 | 274346 | 7427722 | 229.6 | 29/6/1995 | 685 | 93
1008 | 103072 | Surface Water Facility | Existing | BLOODWOOD SPRING (OLO) | 55 | 381007 | 7426131 |  |  | NA | NA
1008 | 103073 | Surface Water Facility | Existing | CLEINS SPRING (OLO) | 55 | 373270 | 7427385 |  |  | NA | NA
1008 | 103170 | Sub-artesian Facility | Existing |  | 55 | 394379 | 7424528 |  | 20/11/1998 | 146.3 | 139
1008 | 103269 | Sub-artesian Facility | Existing | G2 | 55 | 384612 | 7426357 | 315 | 1/8/1998 | 10.5 | 10
1008 | 103270 | Sub-artesian Facility | Existing | G1 | 55 | 387129 | 7419641 | 313 | 31/7/1998 | 10.5 | 10
1008 | 118089 | Artesian Bore, Controlled Flow | Existing | HILLALONG FLOWING BORE | 55 | 345903 | 7423887 |  | 23/11/2002 | 200 | 200
1008 | 118098 | Artesian Bore, Controlled Flow | Existing | NEW SANDHILL BORE - GABSI | 55 | 336922 | 7422919 |  | 18/11/2002 | 210 | 207
1008 | 118356 | Artesian Bore, Controlled Flow | Existing | NEW WOOLBROOK BORE | 55 | 291330 | 7405829 |  | 23/6/2003 | 456 | 445
1008 | 118391 | Artesian Bore, Controlled Flow | Existing | EUROLIE HOUSE BORE | 55 | 299690 | 7405818 |  | 24/7/2003 | 443 | 435
1008 | 118407 | Artesian Bore, Controlled Flow | Existing | SHEEPYARD | 55 | 308445 | 7407604 |  | 14/12/2003 | 474.4 | 468
1008 | 118711 | Artesian Bore, Controlled Flow | Existing | KELSO BORE | 55 | 243439 | 7407408 |  | 12/2/2006 | 492 | 495
1008 | 118797 | Artesian Bore, Controlled Flow | Existing | HOUSE BORE | 55 | 267816 | 7416812 | 247 | 27/6/2006 | 776.4 | 726
1008 | 118810 | Artesian Bore, Controlled Flow | Existing | BUMBLE CREEK BORE | 55 | 297046 | 7422396 |  | 12/10/2006 | 716 | 716
1008 | 118811 | Sub-artesian Facility | Existing | TARA HOUSE | 55 | 298591 | 7392398 |  | 25/9/2006 | 561 | 561
1008 | 118812 | Artesian Bore, Controlled Flow | Existing | GRIFFDALE | 55 | 264873 | 7394835 |  | 8/9/2006 | 809 | 809
1008 | 118980 | Artesian Bore, Controlled Flow | Existing | DAUNTON BORE | 55 | 271552 | 7426373 | 249 | 22/9/2007 | 696.2 | 696
1010 | 1534 | Artesian Bore, Flow Ceased | Existing |  | 55 | 365841 | 7674310 |  | 1/1/1928 | NA | 68
1010 | 1539 | Sub-artesian Facility | Existing |  | 55 | 387297 | 7659062 |  | 1/11/1937 | 94.48 | NA
1010 | 1540 | Sub-artesian Facility | Existing | YARRAMAN CREEK | 55 | 381342 | 7656598 |  | 18/6/1964 | 82.29 | NA
1010 | 7750 | Sub-artesian Facility | Existing | THE WELL | 55 | 416228 | 7639177 |  | 29/12/1966 | NA | 30
1010 | 7752 | Sub-artesian Facility | Existing | FLAT BORE(SANDYLANDS) | 55 | 405189 | 7641955 |  | 12/8/1967 | 97.53 | 90
1010 | 7753 | Sub-artesian Facility | Existing | PIE MELLON | 55 | 410173 | 7643102 |  | 14/12/1967 | 60.96 | 43
1010 | 12561 | Artesian Bore, Flow Ceased | Existing | DRIBBLING BORE | 55 | 383483 | 7672549 |  | 14/12/1967 | 95 | 128
1010 | 13927 | Artesian Bore, Controlled Flow | Existing | FLOWING BORE | 55 | 371597 | 7672988 |  | 13/4/1965 | NA | 74
1010 | 14672 | Sub-artesian Facility | Existing | BOTTOM ROTTON ROW | 55 | 418125 | 7633704 |  | 1/5/1960 | 76.2 | 47
1010 | 14679 | Sub-artesian Facility | Existing |  | 55 | 381057 | 7715249 | 330 | 1/1/1962 | NA | 30
1010 | 14989 | Artesian Bore, Controlled Flow | Existing | NO_1_FLOWING_BORE | 55 | 366601 | 7703561 | 300 | 15/10/1961 | NA | 57
1010 | 14990 | Sub-artesian Facility | Existing | HOUSE_BORE | 55 | 364047 | 7710719 | 310 | 1/2/1962 | NA | 22
1010 | 14991 | Sub-artesian Facility | Existing | HOUSE_BORE_NO_2 | 55 | 364487 | 7710719 | 310 | 1/2/1962 | NA | 20
1010 | 14992 | Sub-artesian Facility | Existing | BORE_NO_6 | 55 | 368276 | 7695860 | 300 | 1/2/1962 | NA | 52
1010 | 14993 | Sub-artesian Facility | Existing | BORE_NO_5 | 55 | 368316 | 7690410 | 310 | 1/2/1962 | NA | 53
1010 | 14994 | Sub-artesian Facility | Abandoned and Destroyed |  | 55 | 374196 | 7684090 | 280 | 1/2/1962 | NA | 58
1010 | 15881 | Sub-artesian Facility | Abandoned and Destroyed |  | 55 | 377421 | 7669424 |  | 1/6/1964 | NA | NA
1010 | 15882 | Sub-artesian Facility | Abandoned and Destroyed |  | 55 | 389483 | 7655156 | 265.71 | 1/3/1964 | 227.4 | 61
1010 | 16071 | Sub-artesian Facility | Existing |  | 55 | 390777 | 7709470 |  | 1/11/1964 | 73.15 | NA
1010 | 16072 | Sub-artesian Facility | Existing |  | 55 | 392513 | 7709420 |  | 1/11/1964 | 63.7 | NA
1010 | 16073 | Sub-artesian Facility | Existing |  | 55 | 387884 | 7709544 |  | 1/11/1964 | 72.54 | NA
1010 | 16075 | Sub-artesian Facility | Existing |  | 55 | 388886 | 7698400 |  | 1/11/1964 | 76.2 | NA
1010 | 16076 | Sub-artesian Facility | Existing |  | 55 | 388207 | 7718499 |  | 1/11/1964 | 51.21 | NA
1010 | 16077 | Sub-artesian Facility | Existing |  | 55 | 389136 | 7695132 |  | 1/11/1964 | 97.54 | NA
1010 | 16499 | Sub-artesian Facility | Existing | 9 MILE BORE | 55 | 382187 | 7732249 | 340 | 9/4/1965 | 42.67 | 29
1010 | 16629 | Sub-artesian Facility | Existing | RIVERINA BORE | 55 | 343467 | 7731889 |  | 31/3/1966 | 22 | 22
1010 | 16630 | Sub-artesian Facility | Existing |  | 55 | 364987 | 7709959 | 310 | 10/3/1966 | 19.8 | 20
1010 | 16887 | Artesian Bore, Controlled Flow | Existing | NO_2_FLOWING_BORE | 55 | 361845 | 7706474 | 320 | 28/10/1966 | 86.6 | 63
1010 | 17028 | Sub-artesian Facility | Existing | GARDEN BORE | 55 | 339077 | 7733309 |  | 12/8/1966 | 21.34 | 13
1010 | 17203 | Sub-artesian Facility | Abandoned and Destroyed |  | 55 | 343867 | 7722649 |  | 10/11/1966 | 25.91 | NA
1010 | 17593 | Sub-artesian Facility | Existing | FLAT BORE | 55 | 339897 | 7733069 |  | 12/8/1967 | 13.11 | 12
1010 | 23248 | Artesian Bore, Controlled Flow | Existing | CAR MOGGA 1 | 55 | 384675 | 7651056 |  | 4/11/1984 | NA | NA
1010 | 23679 | Artesian Bore, Condition Unknown | Existing | SDA CAMPASPE DDH 6-6 | 55 | 369076 | 7700830 |  | 6/8/1987 | NA | NA
1010 | 23690 | Artesian Bore, Condition Unknown | Existing | SDA CAMPASPE DDH 1 | 55 | 379637 | 7711499 |  | 24/8/1987 | NA | NA
1010 | 23711 | Artesian Bore, Condition Unknown | Existing | SDA CAMPASPE DDH 5 | 55 | 371597 | 7703370 |  | 23/10/1987 | NA | NA
1010 | 25000 | Sub-artesian Facility | Existing | WANTIMA_NO_2 | 55 | 372166 | 7685420 | 290 | 1/10/1964 | NA | 122
1010 | 25614 | Sub-artesian Facility | Abandoned but still usable | EAST CURTIS | 55 | 406653 | 7652767 |  | 25/8/1974 | NA | NA
1010 | 25616 | Sub-artesian Facility | Existing | 6 MILE | 55 | 411825 | 7656460 |  | 1/11/1966 | NA | NA
1010 | 30245 | Artesian Bore, Controlled Flow | Existing |  | 55 | 374237 | 7670776 |  | 1/9/1968 | 77.72 | 76
1010 | 30927 | Sub-artesian Facility | Existing | IRON BARK BORE | 55 | 403648 | 7634628 |  | 1/11/1959 | 99.06 | 90
1010 | 30928 | Sub-artesian Facility | Existing | NO 5 BORE | 55 | 404384 | 7645893 |  | 1/12/1959 | 41.75 | 33
1010 | 33300 | Sub-artesian Facility | Abandoned and Destroyed |  | 55 | 413116 | 7658061 |  | 1/11/1969 | NA | NA
1010 | 33301 | Sub-artesian Facility | Abandoned and Destroyed |  | 55 | 417808 | 7653388 |  | 1/11/1969 | 85 | NA
1010 | 33302 | Sub-artesian Facility | Abandoned and Destroyed |  | 55 | 419315 | 7658464 |  | 1/11/1969 | 51 | NA
1010 | 35726 | Sub-artesian Facility | Abandoned and Destroyed |  | 55 | 395330 | 7651376 | 262 | 20/7/1970 | 60.96 | 61
1010 | 35972 | Sub-artesian Facility | Existing |  | 55 | 392666 | 7676280 |  | 5/9/1970 | 121.9 | 122
1010 | 36057 | Sub-artesian Facility | Abandoned and Destroyed |  | 55 | 340477 | 7732759 |  | 21/9/1967 | 12 | 12
1010 | 37314 | Sub-artesian Facility | Existing | REPLACES RN 5941 | 55 | 363306 | 7681510 | 309.06 | 17/9/1972 | 95.71 | 96
1010 | 38295 | Sub-artesian Facility | Abandoned and Destroyed |  | 55 | 344557 | 7726159 |  | 15/6/1972 | NA | NA
1010 | 38296 | Sub-artesian Facility | Abandoned and Destroyed |  | 55 | 344027 | 7724379 |  | 1/6/1972 | NA | 12
1010 | 39407 | Sub-artesian Facility | Existing |  | 55 | 344137 | 7725509 |  | 1/4/1977 | NA | NA
1010 | 39408 | Sub-artesian Facility | Abandoned and Destroyed |  | 55 | 344207 | 7723589 |  | 1/4/1973 | NA | NA
1010 | 39463 | Sub-artesian Facility | Existing | GRANITE CREEK WELL | 55 | 338537 | 7738709 | 400 | 31/12/1973 | 8.53 | 8
1010 | 39468 | Sub-artesian Facility | Existing | OAKY WELL | 55 | 405817 | 7647076 |  | 1/1/1976 | NA | NA
1010 | 39490 | Sub-artesian Facility | Existing | HOMESTEAD WELL NO 1 | 55 | 365117 | 7729219 |  | 20/1/1976 | NA | NA
1010 | 39491 | Sub-artesian Facility | Existing | HOMESTEAD WELL NO 2 | 55 | 365557 | 7729099 |  | 20/1/1976 | NA | NA
1010 | 39503 | Sub-artesian Facility | Existing | WILSONS WELL | 55 | 345147 | 7728809 |  | 16/2/1976 | NA | NA
1010 | 39504 | Sub-artesian Facility | Existing | ULLA WELL | 55 | 347477 | 7727289 |  | 16/2/1976 | NA | NA
1010 | 39510 | Sub-artesian Facility | Existing | RIVER PADDOCK MILL | 55 | 378727 | 7729349 |  |  | 2.44 | 2
1010 | 39511 | Sub-artesian Facility | Existing | LOWER DEADMAN MILL | 55 | 381267 | 7738339 |  | 1/3/1976 | 6 | 3
1010 | 39512 | Sub-artesian Facility | Existing | UPPER DEADMAN MILL | 55 | 380117 | 7738339 |  | 1/3/1976 | 8 | 2
1010 | 39626 | Sub-artesian Facility | Existing |  | 55 | 349377 | 7724859 |  | 14/2/1973 | 7 | 7
1010 | 39906 | Sub-artesian Facility | Abandoned and Destroyed | 7 MILE BORE | 55 | 412194 | 7639452 |  | 1/8/1972 | 42.67 | 43
1010 | 39962 | Sub-artesian Facility | Existing |  | 55 | 385407 | 7725859 |  | 5/9/1974 | 41 | 41
1010 | 39963 | Sub-artesian Facility | Existing |  | 55 | 388867 | 7728919 |  | 5/9/1974 | 30 | 30
1010 | 39964 | Sub-artesian Facility | Existing |  | 55 | 391187 | 7727699 |  | 5/9/1974 | 18 | 18
1010 | 39965 | Sub-artesian Facility | Existing |  | 55 | 394667 | 7727859 |  | 5/9/1974 | 27 | 27
1010 | 39967 | Sub-artesian Facility | Existing |  | 55 | 390031 | 7732465 | 284.81 | 5/9/1974 | 56.38 | 12
1010 | 39968 | Sub-artesian Facility | Existing |  | 55 | 383947 | 7728289 |  | 5/9/1974 | 44 | 44
1010 | 39976 | Sub-artesian Facility | Existing | ROLLISONS LAGOONBORE | 55 | 376927 | 7738329 |  | 1/3/1976 | NA | NA
1010 | 39977 | Sub-artesian Facility | Existing | BACK CREEK BORE | 55 | 379547 | 7735899 |  | 1/3/1976 | NA | NA
1010 | 39978 | Sub-artesian Facility | Existing | BROADLY BORE | 55 | 370817 | 7722169 |  | 20/1/1976 | NA | NA
1010 | 39979 | Sub-artesian Facility | Existing | SYNDICATE WELL | 55 | 371927 | 7728869 |  | 20/1/1976 | NA | NA
1010 | 39980 | Sub-artesian Facility | Existing | BOTTOM CAMPASPE WELL | 55 | 368157 | 7729169 |  | 20/1/1976 | NA | NA
1010 | 39981 | Sub-artesian Facility | Existing | TOP MILL WELL | 55 | 363517 | 7730069 |  | 20/1/1976 | NA | NA
1010 | 54173 | Sub-artesian Facility | Existing |  | 55 | 336117 | 7734889 |  | 1/1/1945 | NA | 3
1010 | 54174 | Sub-artesian Facility | Existing |  | 55 | 336117 | 7734889 |  | 1/1/1965 | NA | 2
1010 | 54199 | Sub-artesian Facility | Existing | OLD RIVER WELL | 55 | 340907 | 7733379 |  | 22/4/1980 | NA | 6
1010 | 54447 | Sub-artesian Facility | Abandoned and Destroyed |  | 55 | 340617 | 7733369 |  | 8/5/1978 | 6 | 6
1010 | 54448 | Sub-artesian Facility | Abandoned and Destroyed |  | 55 | 340327 | 7733369 |  | 4/5/1978 | 4 | 4
1010 | 54449 | Sub-artesian Facility | Existing | NEW RIVER BORE | 55 | 339887 | 7733529 |  | 21/4/1978 | 8 | 6
1010 | 54489 | Sub-artesian Facility | Existing | ANNABRANCH NO 1 | 55 | 341207 | 7732159 |  | 31/3/1978 | 21.3 | 21
1010 | 54490 | Sub-artesian Facility | Abandoned and Destroyed |  | 55 | 340777 | 7731699 |  | 5/4/1978 | 6.1 | NA
1010 | 54491 | Sub-artesian Facility | Abandoned and Destroyed |  | 55 | 340777 | 7731579 |  | 6/4/1978 | 9.75 | NA
1010 | 54492 | Sub-artesian Facility | Abandoned and Destroyed |  | 55 | 340747 | 7731509 |  | 10/4/1978 | 20.12 | NA
1010 | 54493 | Sub-artesian Facility | Abandoned and Destroyed |  | 55 | 340777 | 7731449 |  | 12/4/1978 | 10.06 | NA
1010 | 54494 | Sub-artesian Facility | Abandoned and Destroyed |  | 55 | 340777 | 7731449 |  | 13/4/1978 | 9.75 | NA
1010 | 54495 | Sub-artesian Facility | Abandoned and Destroyed |  | 55 | 340777 | 7731449 |  | 26/4/1978 | 9.14 | NA
1010 | 54496 | Sub-artesian Facility | Abandoned and Destroyed |  | 55 | 340777 | 7731389 |  | 27/4/1978 | 9.75 | NA
1010 | 54497 | Sub-artesian Facility | Abandoned and Destroyed |  | 55 | 341067 | 7731389 |  | 28/4/1978 | 9.45 | NA
1010 | 54498 | Sub-artesian Facility | Abandoned and Destroyed |  | 55 | 341067 | 7731479 |  | 2/5/1978 | 11.28 | NA
1010 | 54499 | Sub-artesian Facility | Abandoned and Destroyed |  | 55 | 340767 | 7732279 |  | 4/4/1978 | 22.43 | NA
1010 | 54507 | Sub-artesian Facility | Abandoned and Destroyed |  | 55 | 345467 | 7728349 |  | 16/7/1978 | 14.63 | 15
1010 | 54508 | Sub-artesian Facility | Existing | PRODUCTION BORE NO3 | 55 | 346407 | 7727039 |  | 4/8/1978 | 20.42 | 20
1010 | 54510 | Sub-artesian Facility | Abandoned and Destroyed |  | 55 | 346407 | 7727039 |  | 1/9/1978 | 24.38 | 23
1010 | 54529 | Sub-artesian Facility | Abandoned and Destroyed |  | 55 | 339897 | 7733069 |  | 12/12/1978 | 35.36 | NA
1010 | 54531 | Sub-artesian Facility | Abandoned and Destroyed |  | 55 | 339897 | 7733069 |  | 12/12/1978 | 218.24 | NA
1010 | 54532 | Sub-artesian Facility | Abandoned and Destroyed |  | 55 | 339897 | 7733069 |  | 12/12/1978 | 232.87 | NA
1010 | 54534 | Sub-artesian Facility | Abandoned and Destroyed |  | 55 | 340052 | 7734774 |  | 1/1/1978 | 20 | 20
1010 | 54538 | Sub-artesian Facility | Existing | NO 2 BORE | 55 | 346477 | 7729029 |  | 28/9/1978 | 22.9 | 23
1010 | 54539 | Sub-artesian Facility | Existing | NO 1 BORE | 55 | 346237 | 7729269 |  | 28/9/1978 | 18 | 18
1010 | 54540 | Sub-artesian Facility | Existing | JIMS YARD | 55 | 343537 | 7731089 |  | 28/9/1978 | 25 | 23
1010 | 54542 | Sub-artesian Facility | Existing |  | 55 | 349467 | 7724609 |  | 1/1/1978 | 14.93 | 15
1010 | 54543 | Sub-artesian Facility | Abandoned and Destroyed |  | 55 | 349297 | 7724459 |  |  | NA | NA
1010 | 60504 | Artesian Bore, Controlled Flow | Existing | BAILING CAMP BORE | 55 | 384421 | 7677831 |  | 9/10/1982 | 64.77 | 65
1010 | 60636 | Sub-artesian Facility | Existing | TEDDY BAR MILL | 55 | 372717 | 7740929 |  | 14/4/1983 | 6.1 | 6
1010 | 60642 | Sub-artesian Facility | Existing | HOMESTEAD CREEK BORE | 55 | 366487 | 7739959 | 320 | 23/1/1990 | NA | 9
1010 | 60643 | Sub-artesian Facility | Existing | SOUTH OF HOUSE BORE | 55 | 366497 | 7738279 | 340 | 23/1/1990 | NA | 37
1010 | 60646 | Sub-artesian Facility | Existing | DAVES MILL | 55 | 353487 | 7731999 | 350 | 23/1/1990 | NA | 3
1010 | 60647 | Sub-artesian Facility | Existing | MUNDIC CREEK BORE | 55 | 349007 | 7737789 | 380 | 23/1/1990 | NA | 3
1010 | 60749 | Sub-artesian Facility | Existing | CANSO MOGGA BORE | 55 | 385456 | 7676220 |  | 25/3/1984 | 200 | 200
1010 | 60772 | Sub-artesian Facility | Existing | BIG CAMPASPE | 55 | 348257 | 7736749 |  | 30/5/1984 | NA | 4
1010 | 60775 | Sub-artesian Facility | Existing | RILEYS | 55 | 348337 | 7727749 |  | 30/5/1984 | NA | 5
1010 | 60776 | Sub-artesian Facility | Existing | 3 MILE BORE | 55 | 345997 | 7731249 |  | 15/8/1984 | NA | 5
1010 | 60777 | Sub-artesian Facility | Existing | HOUSE BORE | 55 | 344647 | 7733229 |  | 30/5/1984 | NA | 5
1010 | 70156 | Sub-artesian Facility | Existing | HAWTHORNVALE SPEAR | 55 | 335527 | 7735739 | 380 | 1/1/1969 | 1.55 | 2
1010 | 70351 | Sub-artesian Facility | Existing |  | 55 | 341513 | 7734890 |  | 11/4/1988 | NA | NA
1010 | 70507 | Sub-artesian Facility | Existing | BROADLEY BORE | 55 | 361097 | 7726039 |  | 11/4/1985 | 59.74 | 59
1010 | 70515 | Sub-artesian Facility | Existing | NINE MILE | 55 | 408905 | 7634467 | 270.4 | 22/5/1985 | 130 | 130
1010 | 70516 | Sub-artesian Facility | Abandoned and Destroyed | HARRYS CREEK | 55 | 420272 | 7636719 |  | 26/6/1985 | 53 | NA
1010 | 70517 | Sub-artesian Facility | Existing | HOUSE | 55 | 418882 | 7645238 |  | 28/5/1985 | 49 | 43
1010 | 70520 | Sub-artesian Facility | Existing |  | 55 | 349817 | 7724489 |  | 8/8/1984 | 16.15 | 10
1010 | 70521 | Sub-artesian Facility | Existing |  | 55 | 373627 | 7722269 |  | 1/7/1985 | 48.16 | 48
1010 | 70522 | Sub-artesian Facility | Existing |  | 55 | 381577 | 7719149 | 298.58 | 16/6/1985 | 45.11 | 45
1010 | 70764 | Artesian Bore, Controlled Flow | Existing | NO_3_FLOWING_BORE(MIDDLE) | 55 | 364001 | 7706421 | 310 | 4/7/1975 | 68.39 | 64
1010 | 70766 | Sub-artesian Facility | Existing | REPLACEMENT_NO_6 | 55 | 368126 | 7695650 | 300 | 17/5/1981 | 45.72 | 45
1010 | 70777 | Sub-artesian Facility | Existing |  | 55 | 391187 | 7727549 |  | 30/5/1985 | 54.86 | 55
1010 | 70778 | Sub-artesian Facility | Existing |  | 55 | 394667 | 7727709 |  | 10/6/1985 | 64 | 64
1010 | 70864 | Sub-artesian Facility | Existing | CAMPASPE RIVER WELL | 55 | 353747 | 7732029 |  | 17/7/1986 | NA | 2
1010 | 70948 | Sub-artesian Facility | Existing | WELL IN CAPASPE R | 55 | 368977 | 7728559 |  | 20/3/1987 | NA | NA
1010 | 70949 | Sub-artesian Facility | Existing | WELL IN CAMPASPE R | 55 | 373697 | 7728969 |  | 20/3/1987 | NA | NA
1010 | 76321 | Sub-artesian Facility | Existing | NEXT TO BOT ROT ROW | 55 | 418009 | 7633524 |  | 5/11/1990 | 60 | 55
1010 | 76670 | Sub-artesian Facility | Existing | NEAR LITTLE NEVENA C | 55 | 372991 | 7697200 |  | 3/4/1993 | 17.59 | 18
1010 | 76840 | Sub-artesian Facility | Existing | ORCHID BORE | 55 | 364804 | 7701472 |  | 15/11/1993 | NA | NA
1010 | 76841 | Sub-artesian Facility | Existing | PETES BORE | 55 | 366568 | 7697796 |  |  | NA | NA
1010 | 76842 | Sub-artesian Facility | Existing | ANZAC | 55 | 357867 | 7701401 |  |  | NA | 43
1010 | 85695 | Sub-artesian Facility | Existing | NEW HOUSE BORE | 55 | 344647 | 7733229 |  | 5/1/1989 | 19.48 | 17
1010 | 85953 | Sub-artesian Facility | Existing | NEAR DEEP CREEK BORE | 55 | 375475 | 7689716 |  | 7/8/1990 | NA | NA
1010 | 96514 | Sub-artesian Facility | Existing | CULTIVATION DEEP BOR | 55 | 348955 | 7727475 |  | 2/6/1995 | NA | NA
1010 | 96534 | Sub-artesian Facility | Existing | CEMENT CREEK BORE | 55 | 385427 | 7726315 | 292.29 | 7/12/1995 | 51.5 | 52
1010 | 96546 | Sub-artesian Facility | Existing | TINY'S BORE | 55 | 388936 | 7730993 |  | 7/12/1995 | 56.6 | 56
1010 | 96552 | Sub-artesian Facility | Existing |  | 55 | 390459 | 7740592 |  |  | NA | NA
1010 | 96592 | Sub-artesian Facility | Existing | REPLACES RN54508 | 55 | 346426 | 7728734 |  | 1/5/1995 | 57 | 27
1010 | 102033 | Sub-artesian Facility | Existing |  | 55 | 373527 | 7726539 |  | 27/7/1996 | NA | NA
1010 | 102034 | Sub-artesian Facility | Existing |  | 55 | 380343 | 7720971 |  | 24/7/1996 | NA | NA
1010 | 102057 | Sub-artesian Facility | Existing |  | 55 | 346574 | 7741718 |  | 10/7/1996 | NA | NA
1010 | 102059 | Sub-artesian Facility | Existing |  | 55 | 344596 | 7739382 |  | 10/7/1996 | NA | NA
1010 | 102068 | Sub-artesian Facility | Existing |  | 55 | 375050 | 7723916 |  | 24/7/1996 | NA | NA
1010 | 102069 | Sub-artesian Facility | Existing |  | 55 | 367081 | 7726747 |  | 24/7/1996 | NA | NA
1010 | 102083 | Sub-artesian Facility | Existing |  | 55 | 385056 | 7739616 |  | 20/9/1996 | NA | NA
1010 | 102098 | Sub-artesian Facility | Existing |  | 55 | 364430 | 7734340 |  | 11/9/1996 | NA | NA
1010 | 102099 | Sub-artesian Facility | Existing |  | 55 | 372110 | 7734077 |  | 11/9/1996 | NA | NA
1010 | 102100 | Sub-artesian Facility | Existing |  | 55 | 367856 | 7739737 |  | 11/9/1996 | NA | NA
1010 | 102115 | Sub-artesian Facility | Existing | CROOKED CREEK | 55 | 366764 | 7688450 |  | 20/12/2003 | 90 | NA
1010 | 102156 | Sub-artesian Facility | Existing | KEN'S BORE | 55 | 380491 | 7735177 |  | 9/2/2003 | 66 | 66
1010 | 102157 | Sub-artesian Facility | Existing | TINY'S REPLACEMENT BORE | 55 | 399773 | 7730427 |  | 8/2/2003 | 72 | 72
1010 | 102258 | Sub-artesian Facility | Existing |  | 55 | 349554 | 7725942 |  | 1/11/1998 | 60 | 28
1010 | 102345 | Sub-artesian Facility | Existing | WANTIMA HOUSE BORE | 55 | 366743 | 7690289 |  | 1/11/1999 | 57.87 | 58
1010 | 102346 | Sub-artesian Facility | Existing | NEW NO. 5 | 55 | 366790 | 7689678 |  | 2/11/1999 | 66.6 | NA
1010 | 102436 | Sub-artesian Facility | Existing | ROAD BORE | 55 | 366795 | 7689026 |  | 21/12/2003 | 81.8 | 82
1010 | 102918 | Sub-artesian Facility | Existing | JULIO'S BORE | 55 | 379400 | 7714497 |  | 16/11/2002 | 42.67 | 43
1010 | 125369 | Sub-artesian Facility | Existing |  | 55 | 406515 | 7647903 |  | 30/6/2005 | 76 | 76
1010 | 125519 | Sub-artesian Facility | Existing |  | 55 | 406615 | 7647903 |  | 25/6/2005 | 76 | 76
1010 | 125688 | Sub-artesian Facility | Existing |  | 55 | 350464 | 7725667 |  | 19/10/2005 | 51.51 | 52
1010 | 125690 | Sub-artesian Facility | Existing |  | 55 | 367209 | 7726947 |  | 17/10/2005 | 44.8 | 45
1010 | 125691 | Sub-artesian Facility | Existing |  | 55 | 365022 | 7731096 |  | 16/10/2005 | 27.87 | 27
1010 | 125702 | Sub-artesian Facility | Existing |  | 55 | 346334 | 7729630 |  | 14/10/2005 | 41 | 41
1010 | 125916 | Sub-artesian Facility | Existing | WEST BANK BORE | 55 | 340615 | 7735125 |  | 7/3/2006 | 12.4 | 12
1010 | 125917 | Sub-artesian Facility | Existing | MIDDLE BORE | 55 | 340568 | 7735044 |  | 15/3/2006 | 15 | 15
1010 | 140079 | Sub-artesian Facility | Abandoned and Destroyed |  | 55 | 348483 | 7726468 |  | 19/5/2007 | 27 | NA
1010 | 140080 | Sub-artesian Facility | Abandoned and Destroyed |  | 55 | 348040 | 7726023 |  | 19/4/2007 | 39 | NA
1010 | 140081 | Sub-artesian Facility | Abandoned and Destroyed |  | 55 | 348199 | 7725940 |  | 19/4/2007 | 26 | NA
1010 | 140082 | Sub-artesian Facility | Abandoned and Destroyed |  | 55 | 348567 | 7725854 |  | 19/4/2007 | 32 | NA
1010 | 140083 | Sub-artesian Facility | Abandoned and Destroyed |  | 55 | 348516 | 7725832 |  | 19/4/2007 | 49.5 | NA
1010 | 140084 | Sub-artesian Facility | Abandoned and Destroyed |  | 55 | 348495 | 7725813 |  | 19/4/2007 | 46.5 | NA
1010 | 140085 | Sub-artesian Facility | Abandoned and Destroyed |  | 55 | 348602 | 7725938 |  | 19/4/2007 | 32 | NA
1010 | 140086 | Sub-artesian Facility | Abandoned and Destroyed |  | 55 | 348628 | 7726017 |  | 19/4/2007 | 30 | NA
1010 | 140087 | Sub-artesian Facility | Existing | BORE 4 | 55 | 348599 | 7725945 |  | 19/4/2007 | 30.6 | 31
1010 | 140878 | Sub-artesian Facility | Existing |  | 55 | 378488 | 7727591 |  | 3/10/2009 | 48 | 48
1010 | 12030003 | Sub-artesian Facility | Abandoned but still usable | NO 3 | 55 | 340436 | 7735191 | 381.67 | 22/1/1976 | 24.2 | 23
1010 | 12030004 | Sub-artesian Facility | Existing | NO 4 | 55 | 341713 | 7734177 | 375.66 | 22/1/1976 | 19.7 | 15
1010 | 12030005 | Sub-artesian Facility | Abandoned but still usable | NO 12 | 55 | 348612 | 7726480 | 353.06 | 22/1/1976 | 52.3 | 38
1010 | 12030006 | Sub-artesian Facility | Abandoned but still usable | NO 13 | 55 | 348747 | 7726602 | 351.47 | 22/1/1976 | 79.2 | 48
1010 | 12030007 | Sub-artesian Facility | Abandoned but still usable | NO 14 | 55 | 349013 | 7726813 | 352.37 | 22/1/1976 | 57.35 | 51
1010 | 12030008 | Sub-artesian Facility | Abandoned but still usable | NO 15 | 55 | 349229 | 7726993 | 354.83 | 22/1/1976 | 60 | 54
1010 | 12030009 | Sub-artesian Facility | Abandoned but still usable | NO 16 MILRAY | 55 | 369019 | 7691603 | 304 | 1/1/1975 | 126.5 | 127
1010 | 12030015 | Sub-artesian Facility | Abandoned but still usable | NO 8 HELENSLEE | 55 | 365514 | 7731017 | 329.5 | 1/1/1975 | 32.8 | 28
1010 | 12030019 | Sub-artesian Facility | Abandoned but still usable | NO 11 | 55 | 395458 | 7739450 | 97.14 | 22/1/1976 | 47.1 | 24
1010 | 12030020 | Sub-artesian Facility | Abandoned but still usable | NO 10 | 55 | 395789 | 7739747 | 97.44 | 22/1/1976 | 33.4 | 12
1010 | 12030139 | Sub-artesian Facility | Abandoned but still usable | TANCRED BRIDGE | 55 | 341228 | 7735031 | 375.31 | 10/3/1986 | 2.8 | 3
1010 | 12030141 | Sub-artesian Facility | Abandoned but still usable | LONGTON | 55 | 391236 | 7679380 | 249.43 | 10/3/1986 | 3.2 | 3
1015 | 1013 | Artesian Bore, Controlled Flow | Abandoned and Destroyed |  | 55 | 335369 | 7588311 | 260.7 |  | 107.9 | 37
1015 | 1015 | Artesian Bore, Controlled Flow | Abandoned and Destroyed |  | 55 | 331482 | 7586299 |  | 18/8/1905 | 224.03 | 40
1015 | 1016 | Artesian Bore, Flow Ceased | Existing | ABERFOYLE NO.1 BORE | 55 | 335032 | 7597806 | 270 | 1/10/1905 | 202.99 | 59
1015 | 1017 | Artesian Bore, Flow Ceased | Existing | TAYLORS PLAIN | 55 | 321716 | 7602940 |  | 1/1/1905 | 258.47 | 150
1015 | 1023 | Artesian Bore, Flow Ceased | Existing | SPRING PLAINS BORE | 55 | 334286 | 7592779 | 297.9 | 1/6/1916 | 192.02 | 114
1015 | 1025 | Artesian Bore, Uncontrolled Flow | Abandoned and Destroyed | TOP TAYLOR BORE | 55 | 321371 | 7595009 |  | 24/2/1923 | 165.2 | 154
1015 | 1027 | Artesian Bore, Flow Ceased | Existing | SPRING PLAINS BORE | 55 | 332882 | 7586276 |  | 1/6/1930 | 193.85 | 194
1015 | 2173 | Artesian Bore, Controlled Flow | Abandoned and Destroyed | ALBION VALE NO 3 | 55 | 328141 | 7559040 | 262.1 |  | 75.59 | 76
1015 | 2174 | Sub-artesian Facility | Abandoned and Destroyed | NO. 4 PR BORE | 55 | 339538 | 7591535 |  |  | 121.01 | 26
1015 | 2175 | Artesian Bore, Uncontrolled Flow | Existing | SILVER DALE BORE | 55 | 328219 | 7575558 | 254 |  | 85.35 | 29
1015 | 2176 | Sub-artesian Facility | Abandoned and Destroyed | DESERT BORE | 55 | 341696 | 7568533 |  |  | 90.52 | 4.3
1015 | 2177 | Artesian Bore, Uncontrolled Flow | Abandoned and Destroyed | JERICHO BORE | 55 | 329269 | 7553804 | 250.7 |  | 68.89 | 27
1015 | 2184 | Artesian Bore, Flow Ceased | Existing | SAWPIT 16 BORE | 55 | 335001 | 7561407 | 256.2 | 26/12/1905 | 120.7 | 121
1015 | 2185 | Artesian Bore, Flow Ceased | Existing | SHEEPYARDS AKA NO 17 BORE | 55 | 331911 | 7555375 | 258 |  | 91.7 | 42
1015 | 2189 | Artesian Bore, Flow Ceased | Abandoned and Destroyed | BEACHES | 55 | 328352 | 7565963 | 262.3 |  | 94.49 | 24
1015 | 2190 | Artesian Bore, Controlled Flow | Abandoned and Destroyed | UNDERCLIFFE 1 | 55 | 334963 | 7564649 | 255.5 |  | 74.07 | 28
1015 | 2191 | Artesian Bore, Controlled Flow | Abandoned and Destroyed | UNDERCLIFFE 2 | 55 | 334399 | 7563721 | 255.5 | 1/1/1903 | 91.4 | 31
1015 | 2192 | Artesian Bore, Uncontrolled Flow | Existing | OVERFLOW BORE | 55 | 327690 | 7571462 | 253.6 |  | 79.55 | 62
1015 | 2193 | Artesian Bore, Flow Ceased | Existing | HERBERTSHIRE BORE | 55 | 332302 | 7575487 | 260 |  | 65.23 | 45
1015 | 2194 | Artesian Bore, Flow Ceased | Existing | ROUND MOUNTAIN BORE | 55 | 335898 | 7574322 | 261.9 |  | 66.14 | 79
1015 | 2195 | Sub-artesian Facility | Abandoned and Destroyed | BLIND BORE | 55 | 337200 | 7582153 | 277 |  | 91.44 | NA
1015 | 2197 | Sub-artesian Facility | Abandoned and Destroyed | UPPER CAMP BORE | 55 | 338286 | 7579776 | 268 |  | 64.62 | 19
1015 | 2202 | Artesian Bore, Flow Ceased | Abandoned and Destroyed | FIVE MILE SPRING | 55 | 334081 | 7553106 | 248.1 | 11/6/1906 | 81.38 | 15
1015 | 2203 | Sub-artesian Facility | Existing | P R 34 BORE | 55 | 337619 | 7587869 | 278.1 | 30/11/1912 | 261.21 | 221
1015 | 2204 | Sub-artesian Facility | Existing | CHAIN WELLS BORE | 55 | 338350 | 7579778 | 274.8 | 1/2/1913 | 186.53 | 142
1015 | 2206 | Sub-artesian Facility | Existing | ALBIONVALE BORE | 55 | 363165 | 7535719 | 329.4 | 5/5/1913 | 93.26 | 87
1015 | 2215 | Artesian Bore, Flow Ceased | Existing | BEACHES NEW BORE | 55 | 328087 | 7563961 | 261.9 | 26/5/1917 | 213.36 | 192
1015 | 2216 | Sub-artesian Facility | Existing | CORINDA 47 BORE | 55 | 339334 | 7557928 | 266.4 | 26/6/1917 | 98.75 | 99
1015 | 2218 | Sub-artesian Facility | Existing | UANDA BORE | 55 | 334091 | 7579657 | 272 | 6/10/1917 | 231.04 | 63
1015 | 2219 | Sub-artesian Facility | Existing | UANDA 50 BORE | 55 | 341009 | 7571363 | 283.6 | 7/11/1917 | 110.64 | 111
1015 | 2220 | Sub-artesian Facility | Existing | CORINDA (52) BORE | 55 | 344172 | 7561514 |  | 26/4/1922 | 194.15 | NA
1015 | 2221 | Sub-artesian Facility | Abandoned and Destroyed | CORINDA (53) | 55 | 374085 | 7551274 |  | 1/1/1931 | NA | NA
1015 | 2224 | Sub-artesian Facility | Existing | CORINDA (56) BORE | 55 | 341836 | 7565643 |  | 1/1/1932 | 56.41 | NA
1015 | 2225 | Sub-artesian Facility | Abandoned and Destroyed | CORINDA NO 57 | 55 | 367893 | 7544553 |  | 1/1/1932 | NA | 108
1015 | 2229 | Sub-artesian Facility | Abandoned and Destroyed | CORINDA (61) | 55 | 374193 | 7553480 |  | 1/1/1933 | NA | NA
1015 | 2440 | Sub-artesian Facility | Existing | DOONGUMBULLA BORE | 55 | 403488 | 7528675 |  | 1/9/1915 | 242.31 | NA
1015 | 2441 | Sub-artesian Facility | Existing | TEN MILE AKA HOUSE BORE | 55 | 400783 | 7518215 |  | 1/1/1913 | 127.1 | NA
1015 | 2442 | Sub-artesian Facility | Existing | TUNGIE BORE | 55 | 406339 | 7525155 |  | 1/1/1913 | 124.66 | NA
1015 | 5760 | Sub-artesian Facility | Existing | CORINDA (62) BORE | 55 | 342558 | 7581672 |  | 1/1/1935 | 60.96 | 61
1015 | 5761 | Sub-artesian Facility | Existing | CORINDA (63) BORE | 55 | 345848 | 7551402 |  | 1/1/1935 | 73.15 | 73
1015 | 5762 | Sub-artesian Facility | Existing | CORINDA (64) BORE | 55 | 350933 | 7559022 |  | 1/1/1935 | 129.24 | 124
1015 | 5964 | Sub-artesian Facility | Abandoned and Destroyed | CORINDA NO. 41 BORE | 55 | 372104 | 7540000 |  | 1/1/1914 | 62.17 | NA
1015 | 5965 | Sub-artesian Facility | Abandoned and Destroyed | CORINDA NO. 43 BORE | 55 | 381254 | 7550613 |  | 1/1/1915 | 185.93 | 186
1015 | 5966 | Sub-artesian Facility | Abandoned and Destroyed | ALBION VALE 2 BORE | 55 | 370616 | 7534994 |  | 1/1/1915 | NA | 142
1015 | 5967 | Artesian Bore, Flow Ceased | Abandoned and Destroyed |  | 55 | 329168 | 7582685 |  | 1/8/1921 | 185.32 | 127
1015 | 6150 | Sub-artesian Facility | Abandoned and Destroyed | OAKVALE NO 1 | 55 | 397931 | 7547994 |  | 1/1/1915 | NA | 137
1015 | 6259 | Sub-artesian Facility | Existing |  | 55 | 409442 | 7528660 |  | 1/2/1915 | 225.55 | 224
1015 | 6260 | Sub-artesian Facility | Existing | YARD BORE | 55 | 406188 | 7517376 |  | 1/8/1935 | 122.53 | 122
1015 | 7707 | Sub-artesian Facility | Existing |  | 55 | 325395 | 7587837 |  | 12/10/1971 | 110.03 | 82
1015 | 7708 | Sub-artesian Facility | Existing |  | 55 | 340911 | 7601332 |  | 1/4/1923 | 58.52 | 31
1015 | 7710 | Sub-artesian Facility | Existing | WYNNS | 55 | 344057 | 7600344 |  |  | 67.1 | NA
1015 | 7991 | Artesian Bore, Flow Ceased | Existing | CORINDA 33 BORE | 55 | 334084 | 7552829 |  | 1/1/1940 | 106.68 | 107
1015 | 8014 | Artesian Bore, Flow Ceased | Abandoned and Destroyed |  | 55 | 328225 | 7600020 |  | 1/10/1940 | 84.43 | 84
1015 | 8120 | Sub-artesian Facility | Existing | CORNER CAMP BORE | 55 | 327062 | 7591813 |  | 1/7/1940 | 57.6 | 39
1015 | 8507 | Sub-artesian Facility | Abandoned and Destroyed |  | 55 | 348469 | 7550722 |  |  | NA | NA
1015 | 8508 | Sub-artesian Facility | Abandoned and Destroyed |  | 55 | 342769 | 7561284 |  |  | NA | NA
1015 | 8520 | Sub-artesian Facility | Existing |  | 55 | 350488 | 7591100 |  | 14/12/1967 | NA | 229
1015 | 8521 | Sub-artesian Facility | Abandoned and Destroyed |  | 55 | 343929 | 7584880 |  |  | NA | NA
1015 | 9069 | Sub-artesian Facility | Existing | ABERFOYLE NO 4 BORE | 55 | 335761 | 7590160 |  |  | 58.52 | NA
1015 | 10520 | Artesian Bore, Flow Ceased | Existing | THE LAKES | 55 | 332491 | 7602106 |  | 15/9/1945 | 91.44 | 71
1015 | 11412 | Sub-artesian Facility | Existing | CORINDA (65) BORE | 55 | 345625 | 7584336 |  | 27/7/1949 | 53.34 | 53
1015 | 11413 | Sub-artesian Facility | Existing | CORINDA (66) BORE | 55 | 354725 | 7581301 |  | 25/8/1949 | 114.91 | 113
1015 | 11449 | Sub-artesian Facility | Existing | CORINDA (2) BORE | 55 | 355868 | 7593551 |  | 1/11/1949 | 116.43 | 116
1015 | 11552 | Sub-artesian Facility | Existing | CORINDA (71) BORE | 55 | 343899 | 7592546 |  | 2/2/1950 | 57.3 | 57
1015 | 12794 | Artesian Bore, Controlled Flow | Existing | CORINDA 72 BORE | 55 | 333978 | 7565623 |  | 3/2/1955 | 93 | 93
1015 | 12819 | Sub-artesian Facility | Existing | CORINDA (73) BORE | 55 | 361739 | 7584008 |  | 21/3/1955 | 174.04 | 97
1015 | 12828 | Sub-artesian Facility | Existing | CORINDA (74) BORE | 55 | 349920 | 7590742 |  | 16/4/1955 | 61.26 | 56
1015 | 13480 | Artesian Bore, Controlled Flow | Abandoned and Destroyed | ABERFOYLE NO. 9 | 55 | 329775 | 7599241 |  | 19/11/1957 | 91.44 | 91
1015 | 16197 | Sub-artesian Facility | Existing | NEW BORE | 55 | 370700 | 7535996 |  | 28/11/1965 | 513.89 | 514
1015 | 16898 | Sub-artesian Facility | Abandoned and Destroyed |  | 55 | 404319 | 7530690 |  | 28/6/1966 | 304.8 | NA
1015 | 17451 | Sub-artesian Facility | Existing |  | 55 | 402746 | 7584173 |  | 1/1/1954 | NA | 63
1015 | 17452 | Surface Water Facility | Existing | DEAD HORSE BORE | 55 | 345989 | 7566330 |  | 1/1/1936 | NA | NA
1015 | 25500 | Sub-artesian Facility | Existing |  | 55 | 378076 | 7563350 |  | 6/1/1966 | 121.9 | NA
1015 | 32473 | Sub-artesian Facility | Existing | BOTTOM BORE | 55 | 397488 | 7512074 |  | 1/9/1969 | 66.14 | 66
1015 | 32567 | Sub-artesian Facility | Existing | TI-TREE BORE | 55 | 398002 | 7515126 |  | 4/10/1969 | 79.25 | 76
1015 | 32982 | Sub-artesian Facility | Existing | NO 2 | 55 | 368757 | 7590142 |  | 15/3/1970 | 131.67 | 130
1015 | 36464 | Artesian Bore, Controlled Flow | Existing | FLOWING BORE | 55 | 328143 | 7600652 |  | 20/8/1971 | 115.82 | 71
1015 | 36915 | Sub-artesian Facility | Existing | DUNROBIN NO3 | 55 | 414063 | 7500356 |  | 31/12/1899 | NA | NA
1015 | 36916 | Sub-artesian Facility | Abandoned and Destroyed | DUNROBIN NO 4 | 55 | 407331 | 7500126 |  |  | NA | NA
1015 | 37124 | Sub-artesian Facility | Existing | NEW NO 4 BORE | 55 | 407358 | 7499826 |  | 14/12/1971 | 152.4 | 152
1015 | 51461 | Artesian Bore, Controlled Flow | Existing |  | 55 | 321322 | 7574604 |  | 24/7/1980 | 117 | 117
1015 | 51630 | Sub-artesian Facility | Existing | DALEYS BORE | 55 | 336775 | 7555902 |  | 1/6/1902 | NA | NA
1015 | 62750 | Sub-artesian Facility | Existing | ROCKY BORE | 55 | 409981 | 7544717 |  | 1/1/1937 | 180.4 | NA
1015 | 62751 | Sub-artesian Facility | Existing | 4 MILE BORE | 55 | 407770 | 7539914 |  | 1/1/1944 | 221 | NA
1015 | 62752 | Sub-artesian Facility | Existing | SHUTTLEWORTH BORE | 55 | 409016 | 7534846 |  | 1/1/1944 | 250 | NA
1015 | 69832 | Sub-artesian Facility | Existing |  | 55 | 397164 | 7533349 |  | 31/10/1992 | 213.5 | 214
1015 | 69842 | Sub-artesian Facility | Existing | FINNICAN BORE | 55 | 399252 | 7512114 |  | 30/1/1993 | 122 | 96
1015 | 69887 | Artesian Bore, Controlled Flow | Existing | TOP TAYLOR BORE | 55 | 321358 | 7595076 |  | 5/5/1993 | 156.6 | 149.5
1015 | 76888 | Sub-artesian Facility | Existing |  | 55 | 377991 | 7563196 | 320.13 | 12/2/1994 | 82.3 | 82
1015 | 89420 | Sub-artesian Facility | Existing | NEW HOUSE BORE | 55 | 411263 | 7522531 |  | 28/2/1993 | 128.02 | 108
1015 | 90261 | Sub-artesian Facility | Existing | ROCKY BORE | 55 | 409916 | 7543865 | 272 | 27/5/1992 | 168 | 121
1015 | 93418 | Artesian Bore, Controlled Flow | Existing | JERICHO BORE | 55 | 329300 | 7553669 |  | 20/11/1997 | 72 | 72
1015 | 93713 | Sub-artesian Facility | Existing |  | 55 | 363627 | 7535304 |  | 21/12/1994 | 85.34 | 82
1015 | 93738 | Artesian Bore, Controlled Flow | Existing | BOTOM BORE | 55 | 397478 | 7512137 |  | 9/11/2000 | 84 | 80
1015 | 93758 | Sub-artesian Facility | Existing | TOMAHAWK NO 71 | 55 | 343887 | 7592571 |  | 3/10/2001 | 58 | 58
1015 | 93768 | Sub-artesian Facility | Existing | 10 MILE AKA HOUSE BORE | 55 | 400792 | 7518194 |  | 2/4/2001 | 127 | 114
1015 | 93814 | Sub-artesian Facility | Proposed |  | 55 | 400588 | 7533570 |  |  | NA | NA
1015 | 93823 | Sub-artesian Facility | Proposed |  | 55 | 401106 | 7533732 |  |  | NA | NA
1015 | 93837 | Sub-artesian Facility | Existing | HOUSE BORE | 55 | 328237 | 7560074 |  | 1/10/2001 | 73 | 73
1015 | 100185 | Artesian Bore, Condition Unknown | Existing | EEA FLEETWOOD 1 | 55 | 381554 | 7554876 |  | 25/7/1993 | NA | 958
1015 | 103561 | Sub-artesian Facility | Existing |  | 55 | 408019 | 7540242 |  | 23/10/2007 | 192 | 192
1015 | 118185 | Sub-artesian Facility | Existing | DONGUNBULLA HOUSE | 55 | 399510 | 7523545 |  | 14/12/2003 | 259 | 259
1015 | 118245 | Sub-artesian Facility | Existing | POISON BORE | 55 | 365012 | 7546105 |  | 4/2/2003 | 94 | 94
1015 | 118254 | Sub-artesian Facility | Existing | FLY BORE | 55 | 350827 | 7564652 |  | 14/11/2004 | 128 | 128
1015 | 118291 | Sub-artesian Facility | Existing | YARD BORE | 55 | 403038 | 7519768 |  | 15/12/2002 | 124 | 124
1015 | 118645 | Sub-artesian Facility | Existing | RYDERS BORE | 55 | 374942 | 7547645 |  | 27/8/2006 | 60 | 60
1015 | 118674 | Artesian Bore, Controlled Flow | Existing | LEEVE BANK | 55 | 326274 | 7600293 |  | 10/11/2005 | 150 | 150
1015 | 118745 | Artesian Bore, Controlled Flow | Existing | PINNICLE | 55 | 333241 | 7569725 | 261 | 5/9/2006 | 61.7 | 62
1015 | 146147 | Sub-artesian Facility | Existing | NUMBER 34 | 55 | 339479 | 7588360 |  | 8/4/2009 | 62 | 62
1032 | 57 | Artesian Bore, Uncontrolled Flow | Abandoned and Destroyed | FAIRLIGHT BORE | 55 | 188976 | 7715547 | 288.3 | 29/1/1916 | 210.01 | 210
1032 | 2011 | Sub-artesian Facility | Existing | HOUSE MILL BORE | 54 | 777780 | 7726009 | 311.4 | 31/12/1899 | 371.9 | NA
1032 | 2012 | Artesian Bore, Controlled Flow | Abandoned and Destroyed | DEEP WATER BORE | 54 | 775084 | 7736479 | 291.8 |  | 274.3 | NA
1032 | 2013 | Sub-artesian Facility | Existing | OLD CAMOOLA BORE | 54 | 782803 | 7741198 |  |  | 610.51 | NA
1032 | 2014 | Artesian Bore, Controlled Flow | Abandoned and Destroyed | YELLOW WOOD | 54 | 777167 | 7731384 | 292.1 |  | NA | 305
1032 | 2015 | Sub-artesian Facility | Abandoned and Destroyed | WALKCEPE NO.4 | 54 | 782434 | 7727338 |  | 1/1/1915 | NA | NA
1032 | 2016 | Sub-artesian Facility | Abandoned and Destroyed | BLACK GATE BORE | 54 | 787897 | 7736221 |  | 1/1/1915 | 124.97 | NA
1032 | 2017 | Sub-artesian Facility | Abandoned and Destroyed | NO. 6 BORE | 54 | 799219 | 7737818 |  |  | 245.06 | NA
1032 | 2018 | Sub-artesian Facility | Abandoned and Destroyed | MIDDLE VALLEY BORE | 54 | 799780 | 7746363 |  | 31/12/1899 | 162.15 | 31
1032 | 2019 | Sub-artesian Facility | Existing | HUT BORE | 54 | 807703 | 7744832 |  | 1/6/1901 | 331.01 | NA
1032 | 2020 | Sub-artesian Facility | Existing | HOUSE BORE | 54 | 799219 | 7737818 |  | 1/1/1908 | 107.59 | 91
1032 | 2021 | Sub-artesian Facility | Abandoned and Destroyed | NO. 10 BORE | 54 | 795816 | 7733566 |  | 31/12/1899 | 166.12 | NA
1032 | 2022 | Sub-artesian Facility | Abandoned and Destroyed | THE SPRING | 54 | 802318 | 7739111 |  | 1/1/1908 | NA | 88
1032 | 2023 | Sub-artesian Facility | Abandoned and Destroyed | SAWPIT BORE | 54 | 781289 | 7720559 |  | 1/1/1909 | NA | 284
1032 | 2024 | Sub-artesian Facility | Existing | NO. 4 MILL BORE | 54 | 775729 | 7724338 |  | 1/1/1915 | 139 | 139
1032 | 2025 | Artesian Bore, Flow Ceased | Existing | DEEPWATER BORE | 54 | 775084 | 7736479 | 291.5 | 16/4/1913 | 226.47 | 203
1032 | 2028 | Sub-artesian Facility | Existing | PELICAN BORE | 54 | 801756 | 7728629 |  | 31/8/1918 | 213.36 | 59
1032 | 2029 | Sub-artesian Facility | Existing | CATTLE CREEK BORE | 54 | 770315 | 7737345 |  | 1/1/1919 | 188.97 | 58
1032 | 2032 | Sub-artesian Facility | Existing | LITTLE MAGNEYS BORE | 54 | 798396 | 7743490 |  | 31/12/1899 | 160.32 | NA
1032 | 2033 | Sub-artesian Facility | Existing | TOP MILL BORE | 55 | 193436 | 7746161 |  | 9/7/1969 | 75 | NA
1032 | 2081 | Artesian Bore, Flow Ceased | Abandoned and Destroyed | STATION | 54 | 765653 | 7719831 | 282.3 |  | 365.76 | 183
1032 | 2083 | Artesian Bore, Flow Ceased | Existing | HOMESTEAD BORE | 54 | 766758 | 7721294 | 282.4 | 5/1/1912 | 365.76 | NA
1032 | 2084 | Artesian Bore, Flow Ceased | Abandoned and Destroyed | YARRAMAN | 54 | 772122 | 7728476 | 283.8 |  | 304.5 | 168
1032 | 2085 | Artesian Bore, Flow Ceased | Abandoned and Destroyed | GORMAN CK | 54 | 772162 | 7719924 | 279.2 |  | 305 | 162
1032 | 2086 | Artesian Bore, Flow Ceased | Abandoned and Destroyed | PLAINS BORE | 54 | 763784 | 7716409 | 271.1 | 1/5/1902 | 310.9 | 311
1032 | 2087 | Artesian Bore, Flow Ceased | Existing | GORGE BORE | 54 | 767645 | 7708534 | 272 |  | 186.2 | 177
1032 | 2088 | Artesian Bore, Controlled Flow | Existing | YELLOWOOD BORE | 54 | 771404 | 7726728 | 284.2 | 31/3/1913 | 309.8 | 244
1032 | 2089 | Artesian Bore, Flow Ceased | Existing | GORMAN CREEK BORE | 54 | 772754 | 7720858 | 283 | 2/4/1913 | 324.61 | 310
1032 | 2090 | Artesian Bore, Flow Ceased | Abandoned and Destroyed | DRIBBLING BORE | 54 | 765492 | 7731357 | 278.1 |  | 303.6 | 113
1032 | 2091 | Artesian Bore, Controlled Flow | Abandoned and Destroyed |  | 54 | 759024 | 7728627 | 276.6 | 1/6/1910 | 275 | 234
1032 | 2092 | Sub-artesian Facility | Existing | CAMPBELLS BORE | 54 | 762329 | 7731912 |  | 31/12/1899 | 107.3 | NA
1032 | 2680 | Sub-artesian Facility | Existing | NO. 2 BORE | 54 | 808642 | 7719942 |  |  | 140.2 | 140
1032 | 2681 | Artesian Bore, Flow Ceased | Existing | HOUSE BORE | 54 | 811131 | 7726441 | 294 | 1/1/1916 | 251.8 | 1
1032 | 2682 | Artesian Bore, Flow Ceased | Existing | HOUSE BORE | 54 | 809780 | 7721124 |  | 31/12/1899 | 320 | 320
1032 | 2683 | Artesian Bore, Flow Ceased | Existing | DRIBBLING BORE | 54 | 805014 | 7721538 | 285 | 1/1/1914 | 182.9 | NA
1032 | 2684 | Sub-artesian Facility | Abandoned and Destroyed | FAIRLIGHT (5) | 55 | 188742 | 7724991 |  | 1/1/1916 | NA | NA
1032 | 2685 | Artesian Bore, Uncontrolled Flow | Abandoned and Destroyed | HOUSE BORE | 54 | 795879 | 7722154 |  | 1/9/1914 | 149.35 | 152
1032 | 2783 | Sub-artesian Facility | Abandoned and Destroyed | BLANTYRE 1 | 55 | 261228 | 7705072 |  | 1/12/1900 | 205.7 | NA
1032 | 2784 | Sub-artesian Facility | Existing | NO.1 BORE | 55 | 248748 | 7705214 | 448.7 | 1/1/1901 | 307.85 | 308
1032 | 2785 | Sub-artesian Facility | Abandoned and Destroyed | EMU CREEK BORE | 55 | 233195 | 7709437 |  | 1/1/1901 | 138.68 | NA
1032 | 2786 | Sub-artesian Facility | Existing | SANDY CREEK BORE | 55 | 239637 | 7714153 | 370 | 10/4/1912 | 100.58 | 88
1032 | 2787 | Sub-artesian Facility | Abandoned and Destroyed | BLANTYRE A | 55 | 261084 | 7704440 | 458.7 | 1/1/1912 | 91.4 | NA
1032 | 2788 | Sub-artesian Facility | Abandoned and Destroyed | BLANTYRE B | 55 | 261093 | 7704429 | 458.7 | 1/1/1912 | 122 | NA
1032 | 2789 | Sub-artesian Facility | Existing | HOUSE BORE | 55 | 260913 | 7705668 | 460.25 | 1/1/1912 | 169.47 | NA
1032 | 2790 | Sub-artesian Facility | Abandoned but still usable | NO. 2 BORE | 55 | 267301 | 7704979 | 450.8 | 6/7/1912 | 179.83 | 180
1032 | 2991 | Sub-artesian Facility | Abandoned and Destroyed | GALAH CREEK BORE | 55 | 213687 | 7707117 |  |  | 182.8 | NA
1032 | 2992 | Sub-artesian Facility | Abandoned and Destroyed | NO. 2 BORE | 55 | 217758 | 7706108 |  | 1/1/1913 | 106.68 | NA
1032 | 2994 | Sub-artesian Facility | Abandoned and Destroyed | BACK BORE | 55 | 220378 | 7705229 |  | 9/9/1948 | 76.2 | 62
1032 | 3013 | Sub-artesian Facility | Abandoned and Destroyed | SPINIFEX BORE | 55 | 227844 | 7709044 |  | 22/6/1969 | 26.5 | NA
1032 | 3587 | Artesian Bore, Controlled Flow | Existing | KOIRA BORE | 54 | 768525 | 7706868 | 246.4 |  | 217.6 | 185
1032 | 3603 | Artesian Bore, Uncontrolled Flow | Existing | MARATHON LEASE BORE | 54 | 772781 | 7705593 | 246.6 | 23/2/1916 | 331.01 | 291
1032 | 3970 | Sub-artesian Facility | Existing | 12 MILE BORE | 55 | 221221 | 7751096 |  | 1/1/1916 | 93 | NA
1032 | 4193 | Artesian Bore, Uncontrolled Flow | Existing | GORMAN CREEK BORE | 54 | 753807 | 7711339 | 241 |  | 210.3 | 210
1032 | 4195 | Sub-artesian Facility | Abandoned and Destroyed | NO.3 BORE | 54 | 755785 | 7737832 | 305 |  | NA | NA
1032 | 4201 | Sub-artesian Facility | Existing | ROCKY BORE | 54 | 769059 | 7745357 |  | 1/8/1943 | NA | 305
1032 | 4207 | Artesian Bore, Uncontrolled Flow | Abandoned and Destroyed | PRICKLY BORE | 54 | 759841 | 7736563 | 230.8 |  | 230.7 | NA
1032 | 4209 | Sub-artesian Facility | Existing | WINDMILL BORE | 54 | 763590 | 7749497 |  | 30/6/1901 | NA | 305
1032 | 4210 | Artesian Bore, Flow Ceased | Existing | HOUSE BORE | 54 | 760796 | 7706234 | 270.2 | 1/4/1906 | 429.5 | 429
1032 | 4213 | Artesian Bore, Controlled Flow | Abandoned and Destroyed | OLD DAMPER CREEK | 54 | 757070 | 7739621 | 274.5 | 1/5/1910 | 213.4 | 214
1032 | 4468 | Artesian Bore, Uncontrolled Flow | Abandoned and Destroyed | TELEMON SHED | 54 | 787320 | 7705355 | 257.1 |  | 256.04 | 151
1032 | 4469 | Artesian Bore, Uncontrolled Flow | Abandoned and Destroyed | WHITEWOOD BORE | 54 | 801390 | 7707511 | 269.6 |  | 168.56 | 104
1032 | 4471 | Artesian Bore, Uncontrolled Flow | Abandoned and Destroyed | SAWPIT BORE | 54 | 780599 | 7715014 | 261.9 |  | 297.18 | 169
1032 | 4473 | Artesian Bore, Uncontrolled Flow | Abandoned and Destroyed | DRIBBLING BORE | 54 | 784220 | 7717415 | 272.3 | 31/12/1899 | 301.4 | NA
1032 | 4475 | Artesian Bore, Uncontrolled Flow | Abandoned and Destroyed | MURRAYS BORE | 54 | 794870 | 7709913 | 268 | 1/6/1910 | 269.1 | 269
1032 | 4476 | Artesian Bore, Uncontrolled Flow | Abandoned and Destroyed | HOUSE BORE | 54 | 785765 | 7712579 | 263.5 | 1/6/1910 | 326.1 | 326
1032 | 4482 | Artesian Bore, Uncontrolled Flow | Existing | BOREE BORE | 54 | 790305 | 7717772 | 265 | 28/3/1918 | 141.12 | 141
1032 | 4483 | Artesian Bore, Uncontrolled Flow | Existing | SAEGO PLAINS BORE | 54 | 796108 | 7716081 | 269 | 29/8/1929 | 91.44 | 91
1032 | 4935 | Sub-artesian Facility | Abandoned but still usable | THE VALLEY BORE | 55 | 242135 | 7721268 |  | 1/1/1915 | 169.8 | NA
1032 | 4936 | Sub-artesian Facility | Abandoned and Destroyed | OLD HOUSE BORE | 55 | 231736 | 7719261 |  | 1/1/1915 | NA | NA
1032 | 4937 | Sub-artesian Facility | Abandoned and Destroyed | 14 MILE BORE | 55 | 253194 | 7717895 |  | 8/3/1905 | 182.9 | 183
1032 | 4938 | Sub-artesian Facility | Existing | WINDMILL CREEK BORE | 55 | 221926 | 7734490 |  | 31/12/1899 | 130.45 | NA
1032 | 4940 | Sub-artesian Facility | Abandoned and Destroyed | NO. 2 BORE | 55 | 225560 | 7733933 |  | 11/9/1941 | 158.19 | NA
1032 | 4941 | Sub-artesian Facility | Abandoned and Destroyed |  | 55 | 229195 | 7715066 |  |  | NA | NA
1032 | 4942 | Sub-artesian Facility | Abandoned and Destroyed | CRESCENT CREEK BORE | 55 | 220759 | 7715452 |  | 21/6/1969 | 76.2 | 76
1032 | 4943 | Sub-artesian Facility | Existing | WARWOMBIE BORE | 55 | 227904 | 7723354 |  | 1/1/1914 | 122 | NA
1032 | 5459 | Sub-artesian Facility | Existing | ALSTON VALE NO.1 | 55 | 197055 | 7710858 |  | 1/1/1910 | 22.9 | NA
1032 | 5460 | Sub-artesian Facility | Abandoned and Destroyed | ALSTONE VALE NO. 2 | 55 | 194793 | 7710972 |  | 1/1/1910 | 22.8 | NA
1032 | 5461 | Sub-artesian Facility | Existing | NO 3 BORE | 55 | 194861 | 7707248 |  | 12/5/1940 | 183.18 | 52
1032 | 5582 | Sub-artesian Facility | Existing | EURUNGA NO. 3 BORE | 55 | 207337 | 7705930 |  | 31/12/1899 | 91.44 | NA
1032 | 5715 | Sub-artesian Facility | Abandoned and Destroyed | HOUSE BORE | 55 | 209361 | 7706089 |  | 1/1/1924 | 97.5 | NA
1032 | 5799 | Sub-artesian Facility | Abandoned and Destroyed | OLD HOUSE BORE | 54 | 802771 | 7739978 |  | 1/1/1956 | 41.15 | NA
1032 | 5800 | Sub-artesian Facility | Abandoned and Destroyed |  | 54 | 803414 | 7739221 |  |  | 39.62 | NA
1032 | 5801 | Sub-artesian Facility | Abandoned and Destroyed |  | 54 | 810641 | 7746109 |  |  | 140.21 | NA
1032 | 5802 | Sub-artesian Facility | Abandoned and Destroyed |  | 54 | 810336 | 7742495 |  |  | 36.58 | NA
1032 | 5803 | Sub-artesian Facility | Existing | OLD STATION BORE | 54 | 812167 | 7739400 |  | 31/12/1899 | 20.1 | NA
1032 | 5958 | Sub-artesian Facility | Existing | VALLEY BORE | 54 | 793746 | 7741151 |  | 1/1/1920 | 86.26 | 21
1032 | 5959 | Sub-artesian Facility | Existing | TOP CAMOOLA BORE | 54 | 783480 | 7745465 |  | 1/1/1920 | 103.94 | NA
1032 | 5960 | Sub-artesian Facility | Existing | IRONSTONE BORE | 54 | 777519 | 7740956 |  | 1/1/1934 | 105.46 | 212
1032 | 5961 | Sub-artesian Facility | Existing | BLOODWOOD BORE | 54 | 796937 | 7750052 |  | 1/1/1930 | 155.44 | 155
1032 | 5963 | Sub-artesian Facility | Abandoned and Destroyed |  | 55 | 191341 | 7757820 |  |  | 10.67 | NA
1032 | 6091 | Sub-artesian Facility | Existing | SPRING VALLEY BORE | 55 | 189466 | 7733007 |  | 1/1/1935 | 27.4 | NA
1032 | 6132 | Sub-artesian Facility | Abandoned and Destroyed | GLENTOR DOWNS NO.1 | 55 | 231978 | 7704032 |  | 1/1/1933 | 69.49 | NA
1032 | 6324 | Sub-artesian Facility | Existing | STRATHALLEN NEW BORE | 55 | 216543 | 7709473 |  | 1/1/1935 | 122.5 | NA
1032 | 6383 | Sub-artesian Facility | Existing | TORVER VALLEY BORE | 55 | 200803 | 7715111 |  | 1/1/1937 | 169.16 | NA
1032 | 6828 | Sub-artesian Facility | Existing | BLACK GATE BORE | 54 | 789022 | 7738007 |  | 8/6/1938 | 123.75 | 84
1032 | 7101 | Sub-artesian Facility | Abandoned and Destroyed | STRATH-STEWART 2 BOR | 55 | 198252 | 7744707 |  | 1/1/1918 | NA | 38
1032 | 7102 | Sub-artesian Facility | Abandoned and Destroyed | NO NAME | 55 | 192194 | 7742599 |  |  | NA | NA
1032 | 7103 | Sub-artesian Facility | Abandoned and Destroyed | NO NAME | 55 | 200678 | 7738748 |  | 1/6/1942 | 113.69 | 114
1032 | 7104 | Sub-artesian Facility | Abandoned and Destroyed | HOMESTEAD BORE | 55 | 197632 | 7738694 |  | 9/7/1969 | 219.46 | NA
1032 | 7960 | Sub-artesian Facility | Abandoned and Destroyed | CUMMERSTONE BORE | 54 | 810997 | 7751260 |  | 1/6/1940 | 128.93 | 58
1032 | 8015 | Sub-artesian Facility | Abandoned and Destroyed | DENBIGH BORE | 55 | 200534 | 7730404 |  | 1/1/1939 | 256.03 | 256
1032 | 8041 | Sub-artesian Facility | Existing | BOTTOM END BORE | 55 | 198639 | 7711379 |  | 23/6/1940 | 45.72 | 29
1032 | 8104 | Sub-artesian Facility | Abandoned and Destroyed | NO NAME | 55 | 192172 | 7743830 |  | 31/12/1899 | 24.38 | NA
1032 | 8105 | Sub-artesian Facility | Abandoned and Destroyed | NO NAME | 55 | 191170 | 7743042 |  | 31/12/1899 | 134.11 | NA
1032 | 8106 | Sub-artesian Facility | Abandoned and Destroyed | NO NAME | 55 | 191173 | 7742888 |  | 31/12/1899 | 111.25 | NA
1032 | 8908 | Sub-artesian Facility | Existing | NO. 5 BORE | 54 | 782791 | 7725736 |  | 10/5/1942 | 198.12 | 198
1032 | 9447 | Sub-artesian Facility | Existing | SPRINGVALLEY BORE | 55 | 191485 | 7724438 |  | 30/8/1943 | 182.88 | 160
1032 | 9709 | Sub-artesian Facility | Abandoned and Destroyed | OLD HOUSE BORE | 55 | 200132 | 7726857 |  | 13/5/1944 | 182.88 | 183
1032 | 9751 | Sub-artesian Facility | Abandoned and Destroyed | NO NAME | 55 | 260842 | 7704470 |  | 31/12/1899 | NA | NA
1032 | 10408 | Sub-artesian Facility | Existing | YELLOW WOOD BORE | 54 | 777167 | 7731384 |  | 9/7/1945 | 124.97 | 102
1032 | 10456 | Sub-artesian Facility | Abandoned and Destroyed | VALLEY BORE | 54 | 787815 | 7734089 |  | 2/9/1945 | 80.77 | 65
1032 | 10533 | Sub-artesian Facility | Existing | SHED BORE | 54 | 791621 | 7736191 |  | 13/10/1945 | 71.93 | 65
1032 | 10556 | Sub-artesian Facility | Abandoned but still usable | 3 MILE BORE | 55 | 205879 | 7711507 |  | 2/12/1945 | 76.2 | 18
1032 | 10838 | Sub-artesian Facility | Abandoned and Destroyed | DRY BORE | 55 | 211138 | 7746468 |  | 10/1/1947 | 55.32 | 17
1032 | 11004 | Sub-artesian Facility | Existing | ROSEVALE BORE | 55 | 212450 | 7703248 |  | 25/10/1947 | 134.11 | 121
1032 | 11030 | Sub-artesian Facility | Existing | BOGGLEWALLAH BORE | 55 | 207581 | 7708551 |  | 21/12/1947 | 137.16 | 79
1032 | 11095 | Sub-artesian Facility | Existing | HOMESTEAD BORE | 55 | 201560 | 7709984 |  | 22/2/1948 | 66.14 | 59
1032 | 11120 | Sub-artesian Facility | Existing | NO. 6 BORE | 54 | 782224 | 7730779 |  | 30/6/1948 | 156.97 | 170
1032 | 11159 | Sub-artesian Facility | Abandoned and Destroyed | NO NAME | 55 | 200369 | 7739820 |  | 22/2/1948 | 30.48 | 30
1032 | 11352 | Artesian Bore, Flow Ceased | Abandoned and Destroyed | HOUSE BORE | 54 | 759493 | 7728828 |  | 7/7/1950 | 295.66 | 296
1032 | 11372 | Sub-artesian Facility | Existing | NO. 7 BORE | 54 | 776535 | 7726792 |  | 13/6/1949 | 158.5 | 144
1032 | 11487 | Sub-artesian Facility | Existing | NEW BORE | 55 | 197395 | 7743923 |  | 9/9/1949 | 136.55 | NA
1032 | 11939 | Artesian Bore, Flow Ceased | Existing | RANGE BORE | 55 | 188507 | 7729911 |  | 29/2/1952 | 124.96 | 125
1032 | 11975 | Sub-artesian Facility | Existing | GORMAN CREEK BORE | 54 | 788045 | 7726575 |  | 1/1/1916 | 170.69 | NA
1032 | 11977 | Sub-artesian Facility | Existing | DELBESSIE HOUSE NO.3 | 55 | 229644 | 7714150 |  | 5/4/1952 | 107.29 | 52
1032 | 12326 | Sub-artesian Facility | Existing | VALLEY DOWNS BORE | 54 | 764676 | 7741056 |  | 24/10/1953 | 198.12 | 198
1032 | 12545 | Sub-artesian Facility | Existing | SOUTHERN CROSS BORE | 54 | 763835 | 7745852 |  | 7/4/1954 | 263.35 | 264
1032 | 12581 | Sub-artesian Facility | Existing | BULLOCK PADDOCK BORE | 55 | 225208 | 7719772 |  | 21/4/1954 | 44.81 | 41
1032 | 12637 | Sub-artesian Facility | Existing | ROYAL BORE | 54 | 770929 | 7724280 |  | 14/12/1954 | 198.12 | 198
1032 | 12673 | Sub-artesian Facility | Abandoned and Destroyed | PORCUPINE | 55 | 227105 | 7709955 |  | 22/11/1954 | 123.44 | 123
1032 | 12887 | Sub-artesian Facility | Existing | SAW PITT BORE | 54 | 781289 | 7720559 |  | 3/9/1955 | 150.88 | 142
1032 | 13011 | Sub-artesian Facility | Existing | JAMES BORE | 54 | 757309 | 7713691 |  | 18/6/1956 | 213.36 | 214
1032 | 14053 | Artesian Bore, Controlled Flow | Existing | SHERWOOD BORE | 54 | 752779 | 7732967 | 281 | 29/10/1959 | 237.74 | 190
1032 | 14054 | Artesian Bore, Uncontrolled Flow | Existing | FREDS BORE | 54 | 755482 | 7734643 | 278 | 6/11/1959 | 30.48 | 29
1032 | 14214 | Sub-artesian Facility | Existing | SPINIFEX BORE | 54 | 771659 | 7739825 |  | 17/6/1960 | 76.2 | 75
1032 | 14215 | Sub-artesian Facility | Existing | NO.4 BORE | 54 | 779422 | 7737656 |  | 12/7/1968 | 105.46 | 57
1032 | 14240 | Sub-artesian Facility | Existing | TOORAK BORE | 54 | 763177 | 7733404 |  | 29/1/1967 | 148.13 | 79
1032 | 14686 | Artesian Bore, Controlled Flow | Abandoned and Destroyed | SHELLEYS BORE | 54 | 755335 | 7723909 | 999 | 8/6/1961 | 254 | 254
1032 | 15636 | Sub-artesian Facility | Existing | HORSE CREEK NO.4 | 55 | 216075 | 7716667 |  | 10/7/1963 | 43.28 | NA
1032 | 15869 | Sub-artesian Facility | Existing | KOLONGA HUT BORE | 54 | 759842 | 7736569 |  | 21/5/1964 | 89 | 89
1032 | 15894 | Sub-artesian Facility | Existing | SALT BORE | 55 | 219242 | 7712596 |  | 31/5/1964 | 94.49 | 94
1032 | 16121 | Sub-artesian Facility | Existing | CANTERBURY PLAINS | 55 | 202879 | 7704452 |  | 29/10/1964 | 134.11 | 123
1032 | 16336 | Sub-artesian Facility | Existing | CLEANSKIN BORE | 55 | 200663 | 7732992 |  | 17/7/1965 | 140.82 | 122
1032 | 16375 | Sub-artesian Facility | Existing | SURPRISE BORE | 55 | 235227 | 7709100 |  | 24/3/1976 | 20.42 | 18
1032 | 16585 | Artesian Bore, Controlled Flow | Abandoned and Destroyed | DAVIDS BORE | 54 | 793886 | 7703841 |  | 29/3/1966 | 270.66 | 257
1032 | 16717 | Sub-artesian Facility | Existing | STOCKYARD BORE | 55 | 190453 | 7726561 |  | 24/4/1966 | 121.92 | NA
1032 | 16756 | Sub-artesian Facility | Existing | 4 CORNER BORE | 54 | 765554 | 7723504 |  | 16/8/1966 | 365.76 | 267
1032 | 17161 | Artesian Bore, Controlled Flow | Existing | JONES VALLEY BORE | 54 | 809237 | 7726135 | 289 | 1/9/1966 | 152.4 | 139
1032 | 17275 | Sub-artesian Facility | Existing | DAMPER HUT BORE | 54 | 757280 | 7740201 |  | 12/4/1967 | 86.9 | 87
1032 | 17300 | Sub-artesian Facility | Existing | DUNCAN FRASER BORE | 55 | 194593 | 7714015 |  | 1/4/1967 | 79.25 | 79
1032 | 17379 | Sub-artesian Facility | Existing | SHEARING SHED BORE | 55 | 200735 | 7710770 |  | 5/4/1967 | 66.14 | 66
1032 | 17566 | Sub-artesian Facility | Existing | NO. 3 BORE | 54 | 778861 | 7722289 |  | 16/9/1967 | 177.7 | 172
1032 | 17619 | Sub-artesian Facility | Existing | WIREGATE BORE | 55 | 222031 | 7728029 |  | 27/10/1956 | 42.67 | 43
1032 | 17665 | Sub-artesian Facility | Existing | TOP BORE | 55 | 209791 | 7714745 |  | 6/8/1967 | 76.2 | 12
1032 | 30404 | Sub-artesian Facility | Existing | BLUE BUSH BORE | 54 | 782334 | 7734588 |  | 25/8/1968 | 107.9 | 96
1032 | 30693 | Sub-artesian Facility | Existing |  | 54 | 805575 | 7734142 |  | 15/8/1968 | 243.84 | 216
1032 | 33417 | Sub-artesian Facility | Existing | MIDDLE BORE | 55 | 222014 | 7711411 |  |  | 91.4 | NA
1032 | 33497 | Sub-artesian Facility | Existing | BARRYS BORE | 55 | 262573 | 7717565 |  | 1/1/1915 | 153.9 | NA
1032 | 33718 | Sub-artesian Facility | Abandoned and Destroyed |  | 55 | 204419 | 7712128 |  |  | NA | NA
1032 | 33905 | Sub-artesian Facility | Existing | NO. 3 BORE | 55 | 242523 | 7705336 |  | 24/8/1969 | 152.4 | NA
1032 | 34255 | Sub-artesian Facility | Existing | HOUSE BORE | 55 | 223769 | 7746091 |  | 1/12/1969 | 53.34 | 53
1032 | 34256 | Sub-artesian Facility | Abandoned and Destroyed |  | 55 | 225424 | 7751441 |  | 1/12/1969 | 71.63 | 75
1032 | 34483 | Sub-artesian Facility | Existing | MITCHELLS BORE | 55 | 266733 | 7712929 |  | 1/1/1929 | 163.07 | NA
1032 | 36148 | Sub-artesian Facility | Abandoned and Destroyed |  | 55 | 225981 | 7756589 |  | 9/9/1970 | 77.72 | 78
1032 | 36149 | Sub-artesian Facility | Existing | PODDIES BORE | 55 | 219401 | 7747005 |  | 7/9/1970 | 44.2 | 44
1032 | 37863 | Artesian Bore, Controlled Flow | Existing |  | 55 | 191760 | 7720669 |  | 30/5/1972 | 191.11 | 82
1032 | 38185 | Sub-artesian Facility | Existing | BLOODWOOD BORE | 55 | 212934 | 7751884 |  | 1/1/1973 | 31.4 | 31
1032 | 38216 | Sub-artesian Facility | Existing |  | 54 | 795416 | 7733079 |  | 30/7/1972 | 182.88 | 168
1032 | 38217 | Sub-artesian Facility | Existing |  | 54 | 800466 | 7745828 |  | 30/6/1972 | 121.92 | 115
1032 | 44240 | Sub-artesian Facility | Existing | CRESENT CREEK NO.2 | 55 | 220931 | 7715609 |  | 30/10/1973 | 123.44 | 123
1032 | 44241 | Sub-artesian Facility | Existing | HORSE CREEK NO.2 | 55 | 215596 | 7715859 |  | 8/11/1973 | 73.15 | 26
1032 | 51007 | Sub-artesian Facility | Abandoned and Destroyed |  | 55 | 224682 | 7748844 |  | 20/6/1974 | 50.29 | NA
1032 | 51008 | Sub-artesian Facility | Abandoned and Destroyed |  | 55 | 227928 | 7747296 |  | 21/6/1974 | 30.78 | NA
1032 | 51021 | Sub-artesian Facility | Abandoned and Destroyed |  | 55 | 225697 | 7734397 |  |  | NA | NA
1032 | 51185 | Sub-artesian Facility | Existing | FAIRLIGHT BORE | 55 | 216854 | 7716865 |  | 26/10/1979 | 99.06 | 99
1032 | 51251 | Sub-artesian Facility | Existing | BOUNDARY BORE | 55 | 204091 | 7709383 |  | 1/1/1910 | 22.8 | NA
1032 | 51252 | Sub-artesian Facility | Proposed |  | 55 | 209799 | 7714283 |  |  | NA | NA
1032 | 51384 | Sub-artesian Facility | Existing | MCLARENS BORE | 54 | 800818 | 7726000 |  | 3/8/1981 | 213.36 | 91
1032 | 51414 | Sub-artesian Facility | Existing | VALLEY BORE | 55 | 228630 | 7705210 |  |  | 100 | 100
1032 | 51433 | Sub-artesian Facility | Existing |  | 54 | 806215 | 7733195 |  | 5/8/1981 | 170.69 | 91
1032 | 51529 | Sub-artesian Facility | Abandoned and Destroyed | SHED BORE | 54 | 803414 | 7739221 |  | 1/12/1980 | 100.59 | 101
1032 | 51530 | Sub-artesian Facility | Abandoned and Destroyed |  | 54 | 810336 | 7742495 |  | 1/12/1980 | 85.35 | 85
1032 | 51572 | Sub-artesian Facility | Abandoned and Destroyed | DRY BORE ABANDONED | 54 | 806495 | 7750811 |  | 7/8/1981 | 146.3 | NA
1032 | 51621 | Artesian Bore, Controlled Flow | Existing | POSIEDON DOWNS HOUSE | 54 | 777818 | 7704892 | 253 | 31/3/1982 | 183.5 | 184
1032 | 51635 | Sub-artesian Facility | Existing | SCRUBBY BORE | 54 | 776442 | 7717704 |  | 31/12/1899 | 228.6 | 91
1032 | 51638 | Sub-artesian Facility | Existing | SPRING PADDOCK BORE | 54 | 810336 | 7742495 |  | 19/8/1982 | 196.6 | 116
1032 | 51659 | Sub-artesian Facility | Existing | NEW BORE | 55 | 201809 | 7723840 |  | 18/9/1983 | 320 | 269
1032 | 51795 | Artesian Bore, Controlled Flow | Existing |  | 55 | 237942 | 7711917 |  | 3/4/1983 | 63 | 63
1032 | 69104 | Sub-artesian Facility | Existing | HOMESTEAD BORE | 55 | 226426 | 7707174 |  | 28/4/1985 | 98 | 80
1032 | 69107 | Sub-artesian Facility | Existing |  | 55 | 226265 | 7735176 |  |  | 38 | 38
1032 | 69108 | Sub-artesian Facility | Abandoned and Destroyed | DRY HOLE - ABANDONED | 55 | 239991 | 7719390 |  | 16/5/1985 | NA | NA
1032 | 69110 | Artesian Bore, Controlled Flow | Existing | SHARE BORE | 54 | 804555 | 7713166 | 273 | 29/10/1985 | 143 | 143
1032 | 69112 | Sub-artesian Facility | Existing | MIDDLE CREEK BORE | 55 | 225718 | 7715164 |  | 13/6/1985 | 35.05 | 35
1032 | 69243 | Sub-artesian Facility | Existing | SPEAR SYSTEM | 54 | 798842 | 7714374 |  | 1/12/1985 | 3 | NA
1032 | 69366 | Sub-artesian Facility | Existing | MT WONGALEE BORE | 55 | 229772 | 7715229 |  | 8/11/1986 | 117 | 113
1032 | 69393 | Sub-artesian Facility | Abandoned and Destroyed |  | 55 | 237976 | 7727974 |  | 22/11/1986 | 122 | NA
1032 | 69394 | Sub-artesian Facility | Proposed |  | 55 | 242070 | 7725575 |  |  | NA | NA
1032 | 69395 | Sub-artesian Facility | Proposed |  | 55 | 249458 | 7725686 |  |  | NA | NA
1032 | 69397 | Sub-artesian Facility | Existing |  | 55 | 223450 | 7729899 |  | 20/9/1986 | 44.2 | 44
1032 | 69398 | Sub-artesian Facility | Existing |  | 55 | 228594 | 7734597 |  | 15/9/1986 | 64 | 64
1032 | 69402 | Sub-artesian Facility | Existing | NEW WINDMILL PLAIN | 55 | 222508 | 7734346 |  | 2/11/1986 | 39.62 | 40
1032 | 69403 | Sub-artesian Facility | Existing | ROAD BORE | 55 | 216173 | 7731626 |  | 30/10/1986 | 39.62 | 40
1032 | 69424 | Artesian Bore, Controlled Flow | Existing |  | 54 | 802764 | 7721670 | 278 | 5/2/1987 | 151 | 151
1032 | 69433 | Artesian Bore, Controlled Flow | Existing | VALLEY BORE | 54 | 793041 | 7715475 | 261 | 1/2/1987 | 91.4 | NA
1032 | 69445 | Sub-artesian Facility | Existing | DRY BORE | 55 | 227044 | 7740881 |  | 18/11/1986 | 91 | 82
1032 | 69465 | Sub-artesian Facility | Existing | REPLACE BORE 10556 | 55 | 207193 | 7714238 |  | 25/8/1987 | 37 | 31
1032 | 69591 | Artesian Bore, Controlled Flow | Existing | RIVERSIDE BORE | 54 | 799314 | 7714718 | 275 | 30/11/1990 | 299.4 | 294
1032 | 69674 | Sub-artesian Facility | Existing | MOUSE HOLE WELL | 55 | 202149 | 7737542 |  |  | NA | NA
1032 | 69755 | Sub-artesian Facility | Existing | SPRINGHILL WELL | 55 | 275689 | 7709932 |  |  | 20 | NA
1032 | 69815 | Sub-artesian Facility | Abandoned and Destroyed | OLD STATION | 54 | 812331 | 7739285 |  | 31/12/1899 | NA | NA
1032 | 69816 | Sub-artesian Facility | Existing | CUMMERSTONE BORE | 54 | 810526 | 7751784 |  | 1/6/1940 | NA | NA
1032 | 69882 | Artesian Bore, Controlled Flow | Existing | HOUSE BORE | 54 | 759493 | 7728865 | 268 | 24/5/1993 | 292 | 292
1032 | 69883 | Artesian Bore, Controlled Flow | Existing | SHELLEYS BORE | 54 | 755202 | 7724320 | 263 | 24/5/1993 | 333 | 333
1032 | 69896 | Artesian Bore, Controlled Flow | Existing | DRIBBLING BORE | 54 | 784664 | 7715793 | 271 | 3/9/1993 | 283 | 283
1032 | 69977 | Sub-artesian Facility | Existing | OLD STATION BORE | 54 | 809172 | 7749540 |  | 14/7/1992 | 30 | 24
1032 | 69978 | Sub-artesian Facility | Existing | CUMMERSTONE NO2 | 54 | 809209 | 7748555 |  | 25/7/1992 | NA | NA
1032 | 69979 | Sub-artesian Facility | Existing | SHED BORE | 54 | 809302 | 7747627 |  |  | NA | NA
1032 | 93148 | Sub-artesian Facility | Existing | HOMESTEAD BORE | 55 | 197627 | 7738680 |  | 28/11/1995 | 152.5 | 152
1032 | 93231 | Artesian Bore, Controlled Flow | Existing | SAWPIT BORE | 54 | 780416 | 7712985 | 263 | 14/6/1996 | NA | NA
1032 | 93232 | Artesian Bore, Controlled Flow | Existing | HOUSE BORE | 54 | 795728 | 7722129 | 269 | 14/7/1996 | 153.2 | 153
1032 | 93367 | Artesian Bore, Controlled Flow | Existing | FAIRLIGHT BORE | 55 | 189024 | 7715423 | 292 | 14/4/1997 | 250 | 211.5
1032 | 93397 | Sub-artesian Facility | Proposed |  | 54 | 806267 | 7748725 |  |  | NA | NA
1032 | 93416 | Artesian Bore, Controlled Flow | Existing | MURRAYS BORE | 54 | 795057 | 7710276 | 266 | 4/12/1997 | 269.3 | 268
1032 | 93417 | Artesian Bore, Controlled Flow | Existing | WHITEWOOD BORE | 54 | 801163 | 7707541 | 269 | 29/11/1997 | 304 | 300
1032 | 93485 | Sub-artesian Facility | Existing | BLANTYRE NEW HOUSE BORE | 55 | 261597 | 7705488 |  | 5/11/1998 | 182.5 | NA
1032 | 93582 | Artesian Bore, Controlled Flow | Existing | HOUSE BORE | 54 | 785584 | 7712245 | 266 | 9/5/1999 | 317.7 | 308
1032 | 93646 | Sub-artesian Facility | Proposed |  | 55 | 244344 | 7711240 |  |  | NA | NA
1032 | 93647 | Sub-artesian Facility | Proposed |  | 55 | 242785 | 7709063 |  |  | NA | NA
1032 | 93648 | Sub-artesian Facility | Existing | TOP HUT | 55 | 249102 | 7711358 |  | 28/10/2003 | 24 | 24
1032 | 93649 | Sub-artesian Facility | Proposed |  | 55 | 249293 | 7715314 |  |  | NA | NA
1032 | 93667 | Artesian Bore, Controlled Flow | Existing | TELEMON SHED BORE | 54 | 787727 | 7704961 | 264 | 9/12/1999 | 286.4 | 265
1032 | 93703 | Sub-artesian Facility | Existing | HOUSE BORE | 55 | 231721 | 7719366 |  | 2/5/2001 | 110 | 110
1032 | 93707 | Sub-artesian Facility | Existing | BIG MAGNAY | 54 | 800471 | 7745619 |  | 18/6/2000 | 85.75 | 86
1032 | 93960 | Sub-artesian Facility | Existing | HORSE CREEK GORGE | 55 | 215859 | 7717188 |  | 30/8/2002 | 97.87 | 76
1032 | 93961 | Sub-artesian Facility | Existing | SANDY BORE | 55 | 232112 | 7710244 | 213 | 1/11/1984 | 126 | 126
1032 | 93996 | Sub-artesian Facility | Existing | HUT MILL BORE | 54 | 807523 | 7744842 |  | 18/12/2002 | 155 | 155
1032 | 118005 | Sub-artesian Facility | Existing | SAND BORE | 54 | 804368 | 7708727 |  | 14/8/2002 | 16.5 | 16
1032 | 118022 | Sub-artesian Facility | Existing | SHEARING SHED BORE | 55 | 202355 | 7710619 |  | 1/7/2003 | 73.2 | 73
1032 | 118218 | Sub-artesian Facility | Existing | NO 1 NEW | 54 | 804441 | 7706843 |  | 17/11/2003 | 16.5 | 17
1032 | 118219 | Artesian Bore, Controlled Flow | Existing | IRRIGATION NO 2 | 54 | 804572 | 7708073 |  | 12/9/2005 | 336 | 305
1032 | 118271 | Sub-artesian Facility | Existing | ASTELL BACKUP BORE | 55 | 228328 | 7756431 |  | 24/9/2004 | 60 | 60
1032 | 118369 | Sub-artesian Facility | Abandoned and Destroyed |  | 54 | 810483 | 7755687 |  | 15/5/2003 | 176.6 | NA
1032 | 118374 | Sub-artesian Facility | Existing | NEW HOUSE BORE | 55 | 262958 | 7717701 |  | 10/1/2004 | 169 | 169
1032 | 118483 | Artesian Bore, Controlled Flow | Existing | NEW BORE | 54 | 799455 | 7716238 | 272 | 4/9/2004 | 300 | 290
1032 | 118498 | Sub-artesian Facility | Existing | VALLEY BASALT BORE | 54 | 787773 | 7734543 |  | 23/12/2003 | 73.6 | 74
1032 | 118642 | Sub-artesian Facility | Existing | NEW BORE | 55 | 211787 | 7756301 |  | 26/10/2002 | 67 | 67
1032 | 118653 | Sub-artesian Facility | Existing | HOUSE BORE | 55 | 209363 | 7706089 |  | 31/3/2005 | 110 | 110
1032 | 118757 | Sub-artesian Facility | Existing | JEDS BORE | 55 | 214891 | 7734048 |  | 23/4/2003 | 67.5 | 68
1032 | 118758 | Sub-artesian Facility | Existing | AERODROME | 55 | 215847 | 7726496 |  | 25/4/2003 | 36 | 36
1032 | 118881 | Sub-artesian Facility | Abandoned and Destroyed | GLENDALOUGH TEST 1 | 54 | 805682 | 7706952 |  | 17/11/2003 | 14.3 | NA
1032 | 118882 | Sub-artesian Facility | Abandoned and Destroyed | GLENDALOUGH TEST 2 | 54 | 805565 | 7706811 |  | 17/11/2003 | 16.5 | NA
1032 | 118883 | Sub-artesian Facility | Abandoned and Destroyed | GLENDALOUGH TEST 3 | 54 | 805003 | 7707619 |  | 17/11/2003 | 12.3 | NA
1032 | 118884 | Sub-artesian Facility | Abandoned and Destroyed | GLENDALOUGH TEST 4 | 54 | 805894 | 7707312 |  | 17/11/2003 | 12 | NA
1032 | 118885 | Sub-artesian Facility | Abandoned and Destroyed | GLENDALOUGH TEST 5 | 54 | 806078 | 7707450 |  | 17/11/2003 | 20 | NA
1032 | 118886 | Sub-artesian Facility | Abandoned and Destroyed | GLENDALOUGH TEST 6 | 54 | 806179 | 7707621 |  | 17/11/2003 | 20 | NA
1032 | 118887 | Sub-artesian Facility | Abandoned and Destroyed | GLENDALOUGH NO 7 | 54 | 806134 | 7707511 |  | 17/11/2003 | 17.3 | NA
1032 | 118888 | Sub-artesian Facility | Abandoned and Destroyed | GLENDALOUGH TEST 8 | 54 | 806113 | 7707731 |  | 17/11/2003 | 17 | NA
1032 | 118889 | Sub-artesian Facility | Abandoned and Destroyed | GLENDALOUGH TEST 9 | 54 | 806544 | 7707891 |  | 17/11/2003 | 16.8 | NA
1032 | 118890 | Sub-artesian Facility | Abandoned and Destroyed | GLENDALOUGH TEST 10 | 54 | 805228 | 7706577 |  | 17/11/2003 | 19 | NA
1032 | 118891 | Sub-artesian Facility | Abandoned and Destroyed | GLENDALOUGH TEST 11 | 54 | 805180 | 7706478 |  | 17/11/2003 | 19.5 | NA
1032 | 118892 | Sub-artesian Facility | Abandoned and Destroyed | GLENDALOUGH TEST 12 | 54 | 805894 | 7707333 |  | 17/11/2003 | 19 | NA
1032 | 118893 | Sub-artesian Facility | Abandoned and Destroyed | GLENDALOUGH TEST 13 | 54 | 806288 | 7707101 |  | 17/11/2003 | 13.5 | NA
1032 | 118894 | Sub-artesian Facility | Abandoned and Destroyed | GLENDALOUGH TEST 14 | 54 | 805885 | 7707338 |  | 17/11/2003 | 13.3 | NA
1032 | 118895 | Sub-artesian Facility | Abandoned and Destroyed | GLENDALOUGH TEST 15 | 54 | 805122 | 7706480 |  | 17/11/2003 | 19 | NA
1032 | 118896 | Sub-artesian Facility | Abandoned and Destroyed | GLENDALOUGH TEST 16 | 54 | 805838 | 7706654 |  | 17/11/2003 | 14 | NA
1032 | 118897 | Sub-artesian Facility | Abandoned and Destroyed | GLENDALOUGH TEST 17 | 54 | 804754 | 7705451 |  | 17/11/2003 | 13.5 | NA
1032 | 118898 | Sub-artesian Facility | Abandoned and Destroyed | GLENDALOUGH TEST 18 | 54 | 804686 | 7705729 |  | 17/11/2003 | 19 | NA
1032 | 118899 | Sub-artesian Facility | Abandoned and Destroyed | GLENDALOUGH TEST 19 | 54 | 804849 | 7705818 |  | 17/11/2003 | 18.3 | NA
1032 | 118900 | Sub-artesian Facility | Abandoned and Destroyed | GLENDALOUGH TEST 20 | 54 | 804860 | 7705867 |  | 17/11/2003 | 18.3 | NA
1032 | 118901 | Sub-artesian Facility | Abandoned and Destroyed | GLENDALOUGH TEST 21 | 54 | 804791 | 7705884 |  | 17/11/2003 | 16.5 | NA
1032 | 118902 | Sub-artesian Facility | Abandoned and Destroyed | GLENDALOUGH TEST 22 | 54 | 804807 | 7706244 |  | 17/11/2003 | 17 | NA
1032 | 118903 | Sub-artesian Facility | Abandoned and Destroyed | GLENDALOUGH TEST 23 | 54 | 804758 | 7705932 |  | 17/11/2003 | 14.3 | NA
1032 | 118904 | Sub-artesian Facility | Abandoned and Destroyed | GLENDALOUGH TEST 24 | 54 | 802979 | 7706293 |  | 17/11/2003 | 14.3 | NA
1032 | 118905 | Sub-artesian Facility | Abandoned and Destroyed | GLENDALOUGH TEST 25 | 54 | 803102 | 7706477 |  | 17/11/2003 | 14 | NA
1032 | 118906 | Sub-artesian Facility | Abandoned and Destroyed | GLENDALOUGH TEST 26 | 54 | 803233 | 7706632 |  | 17/11/2003 | 12 | NA
1032 | 118907 | Sub-artesian Facility | Abandoned and Destroyed | GLENDALOUGH TEST 27 | 54 | 803418 | 7706829 |  | 17/11/2003 | 13.7 | NA
1032 | 118908 | Sub-artesian Facility | Abandoned and Destroyed | GLENDALOUGH TEST 28 | 54 | 803031 | 7705884 |  | 17/11/2003 | 8.3 | NA
1032 | 146201 | Sub-artesian Facility | Existing | MCLARENS BORE | 54 | 800407 | 7727680 |  | 12/10/2009 | 217.5 | 218
1032 | 91500050 | Sub-artesian Facility | Abandoned but still usable | B1S1 | 54 | 806526 | 7705834 | 275.73 | 5/11/1968 | 21.94 | 49
1032 | 91500051 | Sub-artesian Facility | Abandoned but still usable | B2S2 | 54 | 806623 | 7705924 | 274.1 | 6/11/1968 | 20.42 | 46
1032 | 91500052 | Sub-artesian Facility | Abandoned but still usable | B3S3 | 54 | 806771 | 7705979 | 275.05 | 6/11/1968 | 17.37 | 54
1032 | 91500053 | Sub-artesian Facility | Abandoned but still usable | B4S4 | 54 | 807107 | 7706067 | 275.9 | 6/11/1968 | 20.42 | 39
1032 | 91500054 | Sub-artesian Facility | Abandoned but still usable | B5S5 | 54 | 807253 | 7706318 | 276.31 | 7/11/1968 | 14.32 | 25
1032 | 91500055 | Sub-artesian Facility | Abandoned and Destroyed | D5 | 54 | 802068 | 7708586 | 270.52 | 12/4/1967 | 13.71 | NA
1032 | 91500056 | Sub-artesian Facility | Abandoned and Destroyed | D4 | 54 | 802155 | 7709284 | 269.53 | 11/4/1967 | NA | NA
1032 | 91500057 | Sub-artesian Facility | Abandoned and Destroyed | D3 | 54 | 802243 | 7710062 | 267.96 | 11/4/1967 | 19.81 | NA
1032 | 91500058 | Sub-artesian Facility | Abandoned and Destroyed | D2 | 54 | 802355 | 7710864 | 269.23 | 11/4/1967 | 15.24 | NA
1032 | 91500059 | Sub-artesian Facility | Abandoned and Destroyed | B6S7 | 54 | 802672 | 7711260 | 270.05 | 7/11/1968 | 20.42 | NA
1032 | 91500060 | Sub-artesian Facility | Abandoned and Destroyed | D1 | 54 | 802357 | 7711615 | 268.83 | 11/4/1967 | 15.24 | NA
1032 | 91500061 | Sub-artesian Facility | Abandoned and Destroyed | JV1 | 54 | 798877 | 7720672 |  | 13/4/1967 | 24.38 | NA
1032 | 91500062 | Sub-artesian Facility | Abandoned and Destroyed | JV2 | 54 | 800713 | 7721597 |  | 13/4/1967 | 19.81 | NA
1032 | 91500063 | Sub-artesian Facility | Abandoned and Destroyed | S1 | 54 | 798413 | 7714718 |  | 13/4/1967 | 19.81 | NA
1032 | 91500064 | Sub-artesian Facility | Abandoned and Destroyed | S2 | 54 | 799595 | 7714246 |  | 13/4/1967 | 19.81 | NA
1032 | 91500065 | Sub-artesian Facility | Abandoned and Destroyed | L4 | 54 | 789006 | 7709766 | 253.85 | 12/4/1967 | 24.38 | NA
1032 | 91500066 | Sub-artesian Facility | Abandoned but still usable | B7S5 | 54 | 788339 | 7709956 | 252.97 | 9/11/1968 | 21.94 | 16
1032 | 91500067 | Sub-artesian Facility | Abandoned but still usable | L3 | 54 | 788683 | 7710138 | 254.2 | 12/4/1967 | 24.38 | NA
1032 | 91500068 | Sub-artesian Facility | Abandoned but still usable | L2 | 54 | 788444 | 7710453 | 254.2 | 13/4/1967 | 30.48 | 24
1032 | 91500069 | Sub-artesian Facility | Abandoned but still usable | L1 | 54 | 788172 | 7710804 | 255.11 | 12/4/1967 | 28.95 | 21
1032 | 91500070 | Sub-artesian Facility | Abandoned but still usable | B5S6 | 54 | 788784 | 7711294 | 255.57 | 7/11/1968 | NA | 17
1032 | 91500071 | Sub-artesian Facility | Abandoned but still usable | B6S7 | 54 | 788584 | 7711447 | 255.47 | 9/11/1968 | NA | 15
1032 | 91500073 | Sub-artesian Facility | Abandoned and Destroyed | P2 | 54 | 780132 | 7703488 | 244.51 | 3/4/1967 | 22.86 | NA
1032 | 91500074 | Sub-artesian Facility | Abandoned but still usable | P3 | 54 | 779626 | 7703963 | 245.68 | 10/4/1967 | 19.81 | 12
1032 | 91500075 | Sub-artesian Facility | Abandoned and Destroyed | P4 | 54 | 779461 | 7704491 | 244.64 | 3/4/1967 | 18.28 | NA
1032 | 91500156 | Sub-artesian Facility | Abandoned and Destroyed |  | 55 | 231005 | 7727004 |  | 23/11/2000 | 11 | NA
1032 | 91500157 | Sub-artesian Facility | Abandoned and Destroyed |  | 55 | 231326 | 7726886 |  | 23/11/2000 | 13.5 | NA
1032 | 100320018 | Sub-artesian Facility | Abandoned and Destroyed |  | 55 | 284289 | 7707399 |  | 10/10/2000 | 61 | NA
1041 | 95 | Artesian Bore, Flow Ceased | Existing | MIDDLETON SRF JOB 1684 | 54 | 557466 | 7527616 |  | 1/1/1903 | 719.63 | 611
1041 | 152 | Sub-artesian Facility | Abandoned and Destroyed |  | 54 | 624784 | 7540534 |  |  | 101.8 | NA
1041 | 153 | Sub-artesian Facility | Abandoned and Destroyed |  | 54 | 624784 | 7540534 |  |  | 132.28 | NA
1041 | 1325 | Sub-artesian Facility | Existing | NO.1 BORE | 54 | 653120 | 7596006 |  | 1/1/1917 | 167.9 | 88
1041 | 1326 | Sub-artesian Facility | Existing | NO.2 BORE | 54 | 650551 | 7593456 |  | 1/1/1917 | 121.9 | 81
1041 | 1327 | Sub-artesian Facility | Existing | NO.3 BORE | 54 | 646691 | 7594155 |  | 1/1/1918 | 61 | NA
1041 | 1611 | Artesian Bore, Flow Ceased | Existing | BOOLBIE BORE | 54 | 581205 | 7556356 |  | 1/1/1915 | 960.12 | 775
1041 | 2286 | Artesian Bore, Flow Ceased | Existing | CRESENT CREEK BORE | 54 | 605894 | 7576659 | 233 |  | 1016.52 | 1017
1041 | 2287 | Artesian Bore, Flow Ceased | Existing | PINNACLE BORE | 54 | 618333 | 7582047 | 225 |  | 1036.33 | 838
1041 | 2288 | Sub-artesian Facility | Abandoned and Destroyed | CONRANS CREEK BORE | 54 | 614042 | 7589026 |  | 1/1/1923 | 182.9 | 183
1041 | 2289 | Artesian Bore, Flow Ceased | Existing | FAIRVIEW NO. 1 BORE | 54 | 640665 | 7602212 | 215.6 | 9/6/1911 | 1090.9 | 1070
1041 | 2290 | Sub-artesian Facility | Existing | FAIRVIEW NO. 2 BORE | 54 | 637140 | 7607097 | 218 | 17/4/1926 | 1163.13 | 1070
1041 | 2484 | Artesian Bore, Controlled Flow | Abandoned and Destroyed | FAREWELL BORE | 54 | 623696 | 7567772 | 221.1 |  | 1066.8 | NA
1041 | 2485 | Artesian Bore, Uncontrolled Flow | Existing | CATHEDRAL CREEK BORE | 54 | 632576 | 7552064 | 189.1 | 1/9/1902 | 1378.6 | 1220
1041 | 2488 | Sub-artesian Facility | Abandoned and Destroyed | WOOLSHED BORE | 54 | 648629 | 7546964 |  | 1/1/1913 | 103.6 | NA
1041 | 2489 | Sub-artesian Facility | Abandoned and Destroyed |  | 54 | 626242 | 7557003 |  | 1/1/1926 | 335.89 | 284
1041 | 2490 | Sub-artesian Facility | Abandoned and Destroyed | CATHEDRAL CREEK BORE | 54 | 630715 | 7561276 |  | 1/1/1914 | 303.58 | 274
1041 | 2493 | Sub-artesian Facility | Abandoned and Destroyed | FAREWELL NO.2 BORE | 54 | 632055 | 7565285 |  | 1/1/1913 | 152.4 | NA
1041 | 2494 | Sub-artesian Facility | Abandoned and Destroyed |  | 54 | 625244 | 7572549 |  |  | 305.1 | NA
1041 | 2497 | Sub-artesian Facility | Abandoned and Destroyed | TOOMBRA BORE | 54 | 639624 | 7533904 |  | 1/1/1914 | NA | 341
1041 | 2498 | Sub-artesian Facility | Abandoned and Destroyed |  | 54 | 633033 | 7540623 |  | 1/1/1914 | 306.32 | 338
1041 | 2499 | Sub-artesian Facility | Abandoned and Destroyed | ARGLE BORE | 54 | 633934 | 7532234 |  | 1/1/1914 | 334 | 334
1041 | 2500 | Sub-artesian Facility | Abandoned and Destroyed | OWENS CREEK BORE | 54 | 648454 | 7524968 |  | 1/1/1914 | 310 | 306
1041 | 3256 | Artesian Bore, Flow Ceased | Existing | NO.7 BORE | 54 | 606545 | 7600002 |  | 24/10/1908 | 983.29 | 984
1041 | 3420 | Sub-artesian Facility | Abandoned and Destroyed | NO NAME BORE | 54 | 562064 | 7534750 |  | 31/12/1899 | NA | NA
1041 | 3421 | Artesian Bore, Flow Ceased | Existing | ADA BORE | 54 | 570306 | 7543293 |  | 1/1/1950 | 141.1 | 102
1041 | 3423 | Sub-artesian Facility | Existing | HOUSE BORE | 54 | 567819 | 7533623 |  | 16/6/1913 | 419.1 | 427
1041 | 3424 | Sub-artesian Facility | Abandoned and Destroyed |  | 54 | 571142 | 7537002 | 208.6 | 1/1/1913 | 102.7 | 103
1041 | 3425 | Sub-artesian Facility | Existing | BOTTOM BORE | 54 | 572876 | 7526455 | 192.7 | 1/1/1914 | 167.6 | 168
1041 | 3426 | Sub-artesian Facility | Abandoned and Destroyed |  | 54 | 555876 | 7515724 |  | 31/12/1899 | 146.3 | NA
1041 | 5003 | Sub-artesian Facility | Existing | PINK HILLS BORE | 54 | 553255 | 7515589 |  | 1/1/1935 | 731.53 | 670
1041 | 5144 | Artesian Bore, Flow Ceased | Existing | ETNA SRF JOB NO 329 | 54 | 623699 | 7603731 | 192.1 | 27/11/1937 | 743.72 | 745
1041 | 5721 | Sub-artesian Facility | Abandoned and Destroyed |  | 54 | 627984 | 7601709 |  |  | 182.8 | NA
1041 | 5751 | Sub-artesian Facility | Abandoned but still usable |  | 54 | 572299 | 7528106 |  | 1/1/1923 | 185 | 185
1041 | 5752 | Sub-artesian Facility | Abandoned and Destroyed |  | 54 | 575630 | 7520551 |  | 1/1/1922 | NA | 130
1041 | 5764 | Sub-artesian Facility | Abandoned and Destroyed |  | 54 | 653807 | 7549268 |  |  | 236.5 | NA
1041 | 6021 | Sub-artesian Facility | Abandoned and Destroyed |  | 54 | 626819 | 7555225 |  | 1/1/1913 | NA | 326
1041 | 6022 | Sub-artesian Facility | Existing | TOP HORSES BORE | 54 | 653814 | 7539796 |  | 1/1/1914 | 317 | 317
1041 | 6023 | Sub-artesian Facility | Abandoned and Destroyed |  | 54 | 623242 | 7551082 |  | 1/1/1914 | NA | 310
1041 | 6024 | Sub-artesian Facility | Existing | BELFAST | 54 | 617562 | 7603424 |  |  | NA | NA
1041 | 6094 | Sub-artesian Facility | Existing | OBRIENS CREEK BORE | 54 | 653570 | 7570364 |  | 1/1/1922 | 230.7 | 231
1041 | 6129 | Sub-artesian Facility | Existing |  | 54 | 631586 | 7579886 |  | 1/1/1923 | 124.4 | 124
1041 | 6130 | Sub-artesian Facility | Abandoned and Destroyed |  | 54 | 630675 | 7576778 |  | 1/1/1926 | 245.1 | 245
1041 | 6388 | Sub-artesian Facility | Abandoned and Destroyed |  | 54 | 636898 | 7612299 |  | 1/1/1923 | 121.9 | 122
1041 | 6538 | Sub-artesian Facility | Abandoned and Destroyed | NO.1 BORE | 54 | 645677 | 7578359 |  | 1/1/1978 | 198.1 | 198
1041 | 6539 | Sub-artesian Facility | Abandoned and Destroyed | NO.2 BORE | 54 | 649281 | 7578232 |  | 1/1/1923 | 196.9 | 197
1041 | 6540 | Sub-artesian Facility | Abandoned and Destroyed | NO.3 BORE | 54 | 653723 | 7578421 |  | 1/1/1923 | 189 | 181
1041 | 6725 | Sub-artesian Facility | Abandoned and Destroyed |  | 54 | 640931 | 7583816 |  | 30/4/1937 | 152.5 | NA
1041 | 6726 | Artesian Bore, Flow Ceased | Abandoned and Destroyed | NUKEN NO.2 BORE | 54 | 643903 | 7587622 |  | 30/4/1937 | 152.4 | NA
1041 | 6727 | Artesian Bore, Flow Ceased | Abandoned and Destroyed | NUKEN NO.3 BORE | 54 | 648089 | 7588191 |  | 30/4/1937 | 189 | NA
1041 | 7382 | Sub-artesian Facility | Abandoned and Destroyed | BENDUCK BORE | 54 | 599774 | 7574821 |  | 1/1/1916 | 158.5 | 160
1041 | 10650 | Sub-artesian Facility | Abandoned and Destroyed |  | 54 | 647995 | 7599482 |  | 1/1/1925 | NA | NA
1041 | 10651 | Sub-artesian Facility | Existing | NO.2 BORE | 54 | 650266 | 7605444 |  | 1/1/1928 | 117.35 | NA
1041 | 10652 | Sub-artesian Facility | Existing | NO.3 BORE | 54 | 654008 | 7608615 |  | 1/1/1920 | 271.27 | NA
1041 | 10948 | Sub-artesian Facility | Abandoned and Destroyed | BLUE WATER BORE | 54 | 553624 | 7533770 |  | 15/7/1949 | 87.8 | 76
1041 | 11704 | Sub-artesian Facility | Abandoned and Destroyed |  | 54 | 628852 | 7611984 |  | 25/11/1950 | 182.88 | 183
1041 | 12750 | Sub-artesian Facility | Existing | SHIPLEY BORE | 54 | 610983 | 7599049 |  | 19/12/1954 | 182.88 | 123
1041 | 12815 | Sub-artesian Facility | Abandoned and Destroyed |  | 54 | 624157 | 7592258 |  | 25/2/1955 | 637 | 197
1041 | 13503 | Sub-artesian Facility | Existing | NO.6 BORE | 54 | 650123 | 7600813 |  | 11/12/1957 | 146.3 | 102
1041 | 13966 | Sub-artesian Facility | Existing | NO.2 BORE | 54 | 611612 | 7594291 |  | 18/7/1959 | 178.31 | 122
1041 | 14622 | Sub-artesian Facility | Existing | ALBRIGHTON BORE | 54 | 651111 | 7562800 |  | 1/1/1915 | 97.5 | NA
1041 | 14779 | Sub-artesian Facility | Existing | NO.4 BORE | 54 | 637152 | 7611094 |  | 12/7/1961 | 182 | 114
1041 | 16424 | Sub-artesian Facility | Existing | HOUSE BORE | 54 | 652569 | 7601066 |  | 3/10/1965 | 146.3 | NA
1041 | 26228 | Artesian Bore, Flow Ceased | Abandoned and Destroyed |  | 54 | 639848 | 7587686 |  | 1/5/1951 | 198.12 | 111
1041 | 26374 | Sub-artesian Facility | Existing | NO.3 WALKERS BORE | 54 | 650865 | 7612168 |  | 8/1/1955 | 199.03 | 137
1041 | 26375 | Sub-artesian Facility | Existing | NO.4 SOUTH PADDOCK | 54 | 637289 | 7592762 |  | 12/2/1955 | 161.54 | 81
1041 | 51237 | Sub-artesian Facility | Existing |  | 54 | 616895 | 7596002 |  | 1/1/1925 | 90.5 | 90
1041 | 51626 | Sub-artesian Facility | Existing | NEW BORE | 54 | 653351 | 7583178 |  | 26/7/1982 | 153 | 153
1041 | 51631 | Sub-artesian Facility | Existing | BENDEMEER BORE | 54 | 647996 | 7578930 |  | 14/12/1982 | 201 | 201
1041 | 51949 | Sub-artesian Facility | Abandoned and Destroyed | BENDERMEER BORE | 54 | 635821 | 7575762 |  | 7/2/1984 | NA | NA
1041 | 69348 | Sub-artesian Facility | Existing | NEW BORE | 54 | 623742 | 7565768 |  | 12/6/1986 | 1088 | 1088
1041 | 69373 | Sub-artesian Facility | Existing | HUTTON BORE | 54 | 596896 | 7555261 |  | 20/8/1986 | 898.2 | 732
1041 | 69427 | Artesian Bore, Controlled Flow | Existing | CONGEWOI BORE | 54 | 633348 | 7587878 | 182.8 | 5/2/1987 | 908.9 | 890
1041 | 69436 | Artesian Bore, Controlled Flow | Existing |  | 54 | 647169 | 7582165 | 185.5 | 30/6/1987 | 1162 | 1149
1041 | 69484 | Sub-artesian Facility | Existing |  | 54 | 648629 | 7546964 |  | 8/12/1987 | 109 | 109
1041 | 93610 | Artesian Bore, Controlled Flow | Existing | STRATHBOWEN BORE | 54 | 631444 | 7580797 |  | 9/12/1999 | 1123.5 | 1124
1041 | 118632 | Sub-artesian Facility | Existing | NEW BORE | 54 | 652034 | 7601282 |  | 9/8/2005 | 1206.5 | 1207
1044 | 6404 | Sub-artesian Facility | Existing | N0.5 BORE | 55 | 442438 | 7524648 |  | 1/1/1931 | 60.96 | 52
1044 | 9290 | Sub-artesian Facility | Existing | NO.1 BORE | 55 | 443775 | 7460772 |  | 31/12/1899 | 85.3 | NA
1044 | 9291 | Sub-artesian Facility | Existing | NO.2 BORE | 55 | 440519 | 7466840 |  | 31/12/1899 | 106.6 | NA
1044 | 17980 | Sub-artesian Facility | Abandoned and Destroyed |  | 55 | 426849 | 7565142 |  | 19/4/1968 | NA | 92
1044 | 17981 | Sub-artesian Facility | Existing | 10 MILE BORE | 55 | 423527 | 7576054 |  | 19/4/1968 | NA | 102
1044 | 17982 | Sub-artesian Facility | Existing | LABONA BORE | 55 | 433592 | 7565399 |  | 19/4/1968 | 61.26 | 61
1044 | 17983 | Sub-artesian Facility | Existing | 8 MILE BORE | 55 | 450752 | 7572717 |  | 19/4/1968 | NA | 101
1044 | 30176 | Sub-artesian Facility | Abandoned and Destroyed | RODNEYS BORE | 55 | 449650 | 7576288 | 216 | 3/9/1968 | 80.92 | 81
1044 | 44398 | Sub-artesian Facility | Existing | N0.1 BORE | 55 | 442161 | 7513949 |  | 1/1/1931 | 68.58 | 68
1044 | 44440 | Sub-artesian Facility | Existing | NEW BORE | 55 | 441533 | 7538108 |  | 5/10/1973 | NA | 24
1044 | 44441 | Artesian Bore, Controlled Flow | Existing | TRICKLE FLOW BORE | 55 | 441226 | 7533240 | 245.02 | 5/10/1973 | NA | 55
1044 | 44443 | Artesian Bore, Controlled Flow | Existing | MELLALUKA HOUSE BORE | 55 | 446921 | 7531935 | 225.15 | 5/10/1973 | NA | 36
1044 | 44444 | Sub-artesian Facility | Existing | DEGULLA BORE | 55 | 443407 | 7478219 |  | 31/12/1899 | 123.8 | 124
1044 | 44457 | Sub-artesian Facility | Existing | 12 MILE BORE | 55 | 457831 | 7456987 |  | 5/10/1973 | 79.2 | 79
1044 | 44458 | Sub-artesian Facility | Existing | JUNCTION BORE | 55 | 460279 | 7466061 |  | 5/10/1973 | 79.2 | 79
1044 | 44484 | Sub-artesian Facility | Abandoned and Destroyed | HOUSE BORE | 55 | 452599 | 7545569 |  | 1/11/1973 | 7.6 | 8
1044 | 44485 | Sub-artesian Facility | Abandoned and Destroyed | MURPHYS BORE | 55 | 438998 | 7546581 |  | 17/10/1973 | 67.1 | NA
1044 | 44486 | Sub-artesian Facility | Existing | DESERT BORE | 55 | 434239 | 7541828 |  | 17/10/1973 | 91.4 | NA
1044 | 44489 | Sub-artesian Facility | Existing | NEW BORE | 55 | 443276 | 7538796 |  | 17/10/1973 | 25.29 | 25
1044 | 44591 | Sub-artesian Facility | Existing |  | 55 | 454610 | 7523000 |  | 22/8/1973 | 70.7 | 71
1044 | 47079 | Artesian Bore, Controlled Flow | Existing | DUNDA CREEK BORE | 55 | 449686 | 7521260 | 232.83 | 8/12/1982 | 153.92 | 64
1044 | 47080 | Artesian Bore, Controlled Flow | Existing | BARRYS BORE | 55 | 449512 | 7516870 | 238.67 | 13/12/1982 | 154 | 90
1044 | 47167 | Sub-artesian Facility | Existing | HUMES BORE | 55 | 432099 | 7559599 |  | 15/7/1975 | 47.24 | 47
1044 | 57660 | Artesian Bore, Controlled Flow | Existing | BRUMBY DAM BORE | 55 | 447527 | 7524685 | 233.43 | 3/2/1983 | 152.4 | 67
1044 | 57661 | Artesian Bore, Controlled Flow | Existing | ARAMAC ROAD BORE | 55 | 445849 | 7521290 | 239.92 | 21/2/1983 | 102.1 | 58
1044 | 62623 | Artesian Bore, Controlled Flow | Existing | GRICKS CORNER BORE | 55 | 442969 | 7545554 | 231.6 | 26/7/1983 | 104 | 67
1044 | 62624 | Sub-artesian Facility | Existing | MURPHYS BORE | 55 | 439404 | 7546336 |  | 19/3/1983 | 61 | 54
1044 | 62669 | Sub-artesian Facility | Existing | SMITHS TANK BORE | 55 | 462568 | 7546570 |  | 1/10/1982 | 28.95 | 29
1044 | 62670 | Sub-artesian Facility | Existing | FRESHWATER BORE | 55 | 465377 | 7543116 |  | 1/10/1982 | 28.95 | 29
1044 | 62794 | Sub-artesian Facility | Existing | HOMESTEAD BORE | 55 | 465575 | 7511810 |  | 23/12/1982 | 125 | 116
1044 | 62795 | Sub-artesian Facility | Existing | TOBYS BORE | 55 | 444557 | 7509739 | 252.66 | 9/2/1983 | 173.73 | 76
1044 | 62796 | Sub-artesian Facility | Existing | BIG ONE MILE BORE | 55 | 464048 | 7509894 |  | 5/1/1983 | 140.3 | 73
1044 | 62797 | Sub-artesian Facility | Existing | NORTH 4 MILE BORE | 55 | 463648 | 7506382 |  | 31/12/1899 | 121.92 | NA
1044 | 62798 | Sub-artesian Facility | Existing | NO 1 BORE (MONO) | 55 | 441775 | 7513625 |  | 1/1/1960 | 70.1 | 67
1044 | 62799 | Artesian Bore, Controlled Flow | Existing | MINES DEPT BORE | 55 | 449874 | 7521590 | 232.21 | 1/1/1973 | 105 | 66
1044 | 67027 | Sub-artesian Facility | Abandoned and Destroyed | OFFICE LICENSE | 55 | 450255 | 7512966 |  | 31/12/1899 | 94.48 | NA
1044 | 67627 | Artesian Bore, Controlled Flow | Existing | DEXTER | 55 | 443712 | 7540104 | 224.45 | 6/8/1987 | 104 | 45
1044 | 84671 | Artesian Bore, Controlled Flow | Existing | FLOWING BORE | 55 | 449837 | 7525877 | 228.64 | 15/5/1989 | 103.6 | 83
1044 | 89081 | Sub-artesian Facility | Existing | PELICAN BORE | 55 | 457242 | 7494633 |  | 10/10/1990 | 119 | 52
1044 | 89082 | Sub-artesian Facility | Existing | HOUSE BORE | 55 | 455787 | 7488997 |  | 11/10/1990 | 74 | 67
1044 | 89254 | Sub-artesian Facility | Abandoned and Destroyed | TEST BORE | 55 | 464908 | 7475697 | 279.97 | 25/5/1992 | 126.4 | NA
1044 | 89263 | Sub-artesian Facility | Existing |  | 55 | 465490 | 7523170 |  | 10/4/1992 | 85 | 76
1044 | 89270 | Sub-artesian Facility | Existing | SHARE BORE | 55 | 461658 | 7498012 | 247.86 | 27/5/1992 | 60.9 | 61
1044 | 90255 | Sub-artesian Facility | Existing | LANGLANDS BORE | 55 | 419633 | 7577047 |  | 24/7/1993 | 97 | 97
1044 | 90256 | Sub-artesian Facility | Existing | 15 MILE BORE | 55 | 423671 | 7580878 |  | 23/7/1993 | 117 | 117
1044 | 90257 | Sub-artesian Facility | Existing | MIDDLE SOAKS-O.L.O. | 55 | 442360 | 7576313 | 221.02 | 26/7/1993 | 126 | 120
1044 | 90258 | Sub-artesian Facility | Existing | 4 MILE BORE LABONA | 55 | 426775 | 7565785 | 275.77 | 5/9/1992 | 79.25 | 76
1044 | 90259 | Sub-artesian Facility | Existing | TEN MILE | 55 | 423688 | 7577246 |  | 22/5/1992 | 104 | 98
1044 | 90260 | Sub-artesian Facility | Existing | CARMICHAEL BORE | 55 | 436157 | 7551360 |  | 24/5/1992 | 91 | 91
1044 | 90309 | Sub-artesian Facility | Existing | EAST TOP BORE | 55 | 460556 | 7539921 | 216 | 6/6/1995 | 92.6 | 93
1044 | 90368 | Sub-artesian Facility | Existing | NEW 8 MILE BORE | 55 | 450622 | 7573363 |  | 3/6/1995 | 40 | 40
1044 | 90369 | Sub-artesian Facility | Existing | NEW HUMES BORE | 55 | 431919 | 7560469 |  | 4/6/1995 | 79 | 79
1044 | 103229 | Sub-artesian Facility | Existing | DESERT BORE | 55 | 441450 | 7537803 |  | 13/12/1998 | 47.85 | 48
1044 | 103230 | Sub-artesian Facility | Existing | 3 MILE BORE | 55 | 441156 | 7533012 |  | 21/4/1999 | 88 | NA
1044 | 103249 | Sub-artesian Facility | Existing | NEW BORE | 55 | 442857 | 7539117 |  | 13/12/1998 | 46.94 | 47
1044 | 103378 | Sub-artesian Facility | Existing | STEER PADDOCK BORE | 55 | 441526 | 7529141 |  | 25/1/2001 | 96 | 80
1044 | 103423 | Sub-artesian Facility | Existing | GIDGEA BORE | 55 | 446741 | 7527650 |  | 8/1/2001 | 100 | 44
1044 | 103559 | Sub-artesian Facility | Existing |  | 55 | 449748 | 7533830 |  |  | NA | NA
1044 | 103668 | Sub-artesian Facility | Existing |  | 55 | 459422 | 7457375 |  | 11/12/2002 | 82.5 | 82
1044 | 132359 | Sub-artesian Facility | Abandoned and Destroyed |  | 55 | 463434 | 7529044 |  | 3/11/2007 | 40.23 | 40
1044 | 132479 | Sub-artesian Facility | Existing |  | 55 | 450225 | 7495420 |  | 19/9/2003 | 111.25 | 111
1044 | 132480 | Sub-artesian Facility | Existing |  | 55 | 451382 | 7499483 |  | 23/9/2003 | NA | 96
1044 | 12030085 | Sub-artesian Facility | Abandoned but still usable | B1 | 55 | 461241 | 7573393 | 199.86 | 6/5/1975 | 23 | 18
1044 | 12030086 | Sub-artesian Facility | Abandoned but still usable | B2 | 55 | 464900 | 7571578 | 200.11 | 6/5/1975 | 13.9 | 12
1044 | 12030087 | Sub-artesian Facility | Abandoned but still usable | B3 | 55 | 465361 | 7571505 | 200.25 | 2/5/1975 | 12.5 | 11
1044 | 12030097 | Sub-artesian Facility | Existing | T9 | 55 | 457505 | 7514683 | 234.31 | 12/11/1974 | 82 | 15
1044 | 12030099 | Sub-artesian Facility | Abandoned but still usable | T11 | 55 | 453018 | 7461641 | 275.42 | 12/12/1974 | 56.8 | 57

## Table C-1
Table C-1 Summary of the Galilee Basin exploration bores recorded in QPED
Tenement | QPED Bore No | DERM Registered Bore Number | Well Name | Latitude (Decimal) | Longitude (Decimal) | Datum | Ground Level RL (m) | Collar Height (m) | Kelly Bushing (m) | Total Depth (m bGL) | Spud Date | Rig Release Date | Bore Status | Bore Type
529 | 611 | 22569 | PPC GLENARAS 1 | -23.0962 | 144.7242 | GDA94 | 235.3 | 3.7 | 239 | 1637.1 | 1966-09-04 | 1966-09-27 | PLUGGED AND ABANDONED | PETROLEUM
529 | 622 | 22687 | LOL RAND 1 | -23.1215 | 144.7195 | GDA94 | 231.6 | 4.3 | 235.9 | 1986.1 | 1969-05-21 | 1969-06-27 | PLUGGED AND ABANDONED | PETROLEUM
529 | 744 | 22688 | PON MUTTABURRA 1 | -22.791 | 144.5275 | GDA94 | 211.2 | 3.7 | 214.9 | 1448.7 | 1969-11-25 | 1969-12-12 | PLUGGED AND ABANDONED | PETROLEUM
529 | 745 | 22595 | APC THUNDERBOLT 1 | -22.3657 | 145.0028 | GDA94 | 226.2 | 5.8 | 232 | 1611.2 | 1967-03-01 | 1967-03-25 | PLUGGED AND ABANDONED | PETROLEUM
529 | 803 | 22596 | AAE TOWERHILL 1 | -21.7168 | 144.6817 | GDA94 | 295 | 4.3 | 299.3 | 1489.3 | 1967-11-01 | 1967-11-19 | PLUGGED AND ABANDONED | PETROLEUM
529 | 1045 |  | GSQ MUTTABURRA 1 | -22.7318 | 144.5011 | GDA94 | 225 | 0 | 225 | 1301.8 | 1990-03-16 | 1990-07-12 | PLUGGED AND ABANDONED | STRATIGRAPHIC
529 | 1046 |  | GSQ LONGREACH 1-1B | -23.1118 | 144.5995 | GDA94 | 200 | 0 | 200 | 1296.9 | 1989-08-19 | 1989-11-11 | PLUGGED AND ABANDONED | STRATIGRAPHIC
529 | 50078 |  | EEA CROSSMORE 1 | -22.9071 | 144.572 | GDA94 | 218.3 | 1.4 | 219.7 | 1059.4 | 1993-08-29 | 1993-09-18 | WATER BORE | COAL SEAM GAS
529 | 50079 |  | EEA CROSSMORE 2 | -22.9071 | 144.572 | GDA94 | 218 | 4.4 | 222.4 | 1067 | 1995-07-12 | 1995-07-30 | SUSPENDED/CAPPED/SHUT-IN | COAL SEAM GAS
529 | 50193 |  | EEA RODNEY CREEK 1 | -23.0657 | 144.7675 | GDA94 | 214.8 | 1.4 | 216.2 | 1166.04 | 1993-07-29 | 1993-08-25 | PLUGGED AND ABANDONED | COAL SEAM GAS
529 | 50194 |  | EEA RODNEY CREEK 2 | -23.0754 | 144.7247 | GDA94 | 215 | 1.4 | 216.4 | 1118.3 | 1993-12-04 | 1993-12-29 | PLUGGED AND ABANDONED | COAL SEAM GAS
529 | 50195 |  | EEA RODNEY CREEK 3 | -23.0657 | 144.7675 | GDA94 | 215 | 4.25 | 219.25 | 1272 | 1995-07-02 | 1995-07-11 | SUSPENDED/CAPPED/SHUT-IN | COAL SEAM GAS
529 | 57583 |  | GEN RODNEY CREEK 4 | -23.0624 | 144.7647 | GDA94 | 219.17 | 3.06 | 222.23 | 1152 | 2000-04-18 | 2000-04-23 | SUSPENDED/CAPPED/SHUT-IN | COAL SEAM GAS
529 | 57590 |  | GEN RODNEY CREEK 5 | -23.059 | 144.7606 | GDA94 | 217.87 | 3.96 | 221.83 | 1127.8 | 2000-05-30 | 2000-06-05 | SUSPENDED/CAPPED/SHUT-IN | COAL SEAM GAS
529 | 57591 |  | GEN RODNEY CREEK 6 | -23.0585 | 144.7667 | GDA94 | 215.45 | 3.96 | 219.41 | 1125.9 | 2000-06-17 | 2000-06-22 | SUSPENDED/CAPPED/SHUT-IN | COAL SEAM GAS
529 | 57592 |  | GEN RODNEY CREEK 7 | -23.0662 | 144.7614 | GDA94 | 218.73 | 3.96 | 222.69 | 1130 | 2000-05-19 | 2000-05-28 | SUSPENDED/CAPPED/SHUT-IN | COAL SEAM GAS
529 | 60557 |  | AGR RODNEY CREEK 8 | -23.0838 | 144.7226 | GDA94 | 216.17 | - | - | 1110.2 | 2007-07-06 | 2007-08-10 | SUSPENDED/CAPPED/SHUT-IN | COAL SEAM GAS
529 | 61735 |  | AGE GLENARAS 4 | -23.0876 | 144.7294 | GDA94 | 225.06 | - | - | 1103 | 2008-10-07 | 2008-10-15 | SUSPENDED/CAPPED/SHUT-IN | COAL SEAM GAS
529 | 61749 |  | AGL GLENARAS 6 | -23.0898 | 144.7319 | GDA94 | 226.83 | - | - | 1102 | 2008-11-12 | 2008-11-18 | SUSPENDED/CAPPED/SHUT-IN | COAL SEAM GAS
529 | 61752 |  | AGE GLENARAS 5 | -23.09 | 144.7273 | GDA94 | 225.43 | - | - | 1106 | 2008-10-29 | 2008-11-10 | SUSPENDED/CAPPED/SHUT-IN | COAL SEAM GAS
529 | 61753 |  | AGL GLENARAS 2 | -23.0856 | 144.7269 | GDA94 | 222.15 | - | - | 1111.97 | 2008-10-18 | 2008-10-25 | SUSPENDED/CAPPED/SHUT-IN | COAL SEAM GAS
529 | 61754 |  | AGE GLENARAS 3 | -23.0861 | 144.7313 | GDA94 | 224.34 | - | - | 1072.47 | 2008-11-21 | 2008-11-30 | SUSPENDED/CAPPED/SHUT-IN | COAL SEAM GAS
529 | 62206 |  | GEN RODNEY CREEK 8 | -23.0839 | 144.7225 | GDA94 | 216.7 | - | - | 1110.2 | 2007-07-06 | 2007-08-10 | SUSPENDED/CAPPED/SHUT-IN | COAL SEAM GAS
529 | 62598 |  | AGE MUTTABURRA 2 | -22.7164 | 144.5939 | GDA94 | 206 | - | - | 1088.9 | 2009-09-26 | 2009-11-09 | PLUGGED AND ABANDONED | COAL SEAM GAS
529 | 62629 |  | AGE VERA PARK 1 | -22.9687 | 144.7952 | GDA94 | 199 | - | - | 1179.38 | 2009-11-12 | 2009-12-09 | PLUGGED AND ABANDONED | COAL SEAM GAS
529 | 62634 |  | AGE CROSSMORE SOUTH 1 | -22.9436 | 144.6211 | GDA94 | 204 | - | - | 1323.3 | 2009-12-09 | 2010-05-13 | PLUGGED AND ABANDONED | COAL SEAM GAS
578 | 773 | 22312 | AAO BERYL 1 | -22.3674 | 143.975 | GDA94 | 265.5 | 3.3 | 268.8 | 1266.1 | 1964-07-10 | 1964-07-19 | WATER BORE | PETROLEUM
578 | 774 | 22809 | HPP CLYDE 1 | -22.8057 | 143.4845 | GDA94 | 235.6 | 4.9 | 240.5 | 1116.5 | 1972-10-11 | 1972-10-18 | PLUGGED AND ABANDONED | PETROLEUM
578 | 57369 |  | HEM BERYL RIDGE 1 | -22.541 | 143.8975 | GDA94 | 263.4 | 4.8 | 268.2 | 1251.8 | 1998-03-08 | 1998-03-25 | PLUGGED AND ABANDONED | PETROLEUM
578 | 57375 |  | HEM NORTH APSLEY 1 | -22.3724 | 143.3792 | GDA94 | 268 | 3 | 271 | 1596.34 | 1998-04-02 | 1998-04-19 | PLUGGED AND ABANDONED | PETROLEUM
666 | 410 |  | GSQ HUGHENDEN 1-2R | -20.7818 | 144.9511 | GDA94 | 469 | 1 | 470 | 421 | 1974-05-09 | 1974-08-04 | PLUGGED AND ABANDONED | STRATIGRAPHIC
666 | 413 |  | GSQ HUGHENDEN 7 | -20.8651 | 144.1845 | GDA94 | 330 | 0.9 | 330.9 | 895 | 1976-12-01 | 1977-03-12 | PLUGGED AND ABANDONED | STRATIGRAPHIC
666 | 62533 |  | OER PENTLAND 1 | -20.7478 | 145.1096 | GDA94 | 500 | - | - | 1289.3 | 2009-08-23 | 2009-09-13 | PLUGGED AND ABANDONED | COAL SEAM GAS
666 | 62591 |  | OER BULLOCK 1 | -20.8324 | 144.7933 | GDA94 | 427 | - | - | 1296.7 | 2009-09-20 | 2009-10-05 | PLUGGED AND ABANDONED | COAL SEAM GAS
666 | 62733 |  | OEC FLINDERS RIVER 1 | -20.8789 | 144.1829 | GDA94 | 333 | - | - | 1008.5 | 2009-10-08 | 2009-10-19 | PLUGGED AND ABANDONED | COAL SEAM GAS
667 | 612 | 22287 | LOL HULTON 1 | -23.3887 | 144.9233 | GDA94 | 231.3 | 4 | 235.3 | 661.1 | 1964-05-24 | 1964-05-30 | PLUGGED AND ABANDONED | PETROLEUM
667 | 620 | 22132 | ODN MARANDA 1 | -23.2023 | 145.4456 | GDA94 | 259.2 | 3.6 | 262.8 | 1978.5 | 1962-09-19 | 1963-01-15 | PLUGGED AND ABANDONED | PETROLEUM
667 | 623 | 22288 | LOL SALTERN CREEK 1 | -23.3468 | 144.9412 | GDA94 | 229.5 | 4.6 | 234.1 | 1513.6 | 1964-04-29 | 1964-05-19 | PLUGGED AND ABANDONED | PETROLEUM
667 | 742 | 22799 | QDM ARAMAC 1 | -22.9474 | 145.2853 | GDA94 | 220.3 | 4.3 | 224.6 | 1825 | 1974-03-19 | 1974-04-20 | WATER BORE | STRATIGRAPHIC
667 | 771 | 22824 | QDM HEXHAM 1 | -22.8046 | 145.9533 | GDA94 | 366.1 | 4.2 | 370.3 | 1830 | 1974-07-11 | 1974-08-06 | WATER BORE | STRATIGRAPHIC
667 | 1004 | 23062 | LMN BELLARA 1 | -23.1532 | 145.2647 | GDA94 | 229 | 4.3 | 233.3 | 1386.8 | 1982-07-27 | 1982-08-10 | WATER BORE | PETROLEUM
667 | 1757 |  | BMR LONGREACH 4 | -23.2373 | 145.1728 | GDA94 | - | - | - | 91.1 |  | 1964-01-01 | PLUGGED AND ABANDONED | STRATIGRAPHIC
667 | 1758 |  | BMR LONGREACH 5 | -23.2454 | 145.2203 | GDA94 | - | - | - | 45.1 |  | 1964-01-01 | PLUGGED AND ABANDONED | STRATIGRAPHIC
667 | 62503 |  | OEC GLUE POT CREEK 1 | -22.8013 | 145.9494 | GDA94 | 365.4 | - | - | 917 | 2009-08-04 | 2009-08-16 | PLUGGED AND ABANDONED | COAL SEAM GAS
667 | 62567 |  | OER PENNYCOED CREEK 1 | -23.2101 | 145.0018 | GDA94 | 240.3 | - | - | 1302 | 2009-07-13 | 2009-07-30 | SUSPENDED/CAPPED/SHUT-IN | COAL SEAM GAS
667 | 62883 |  | FBH BABOON 1 | -23.0731 | 145.6742 | GDA94 | 428 | - | - | 1118.9 | 2009-11-26 | 2009-12-11 | PLUGGED AND ABANDONED | COAL SEAM GAS
668 | 421 |  | GSQ JERICHO 1 | -23.6318 | 146.3678 | GDA94 | 400 | 1.9 | 401.9 | 814 | 1973-09-15 | 1973-11-23 | PLUGGED AND ABANDONED | STRATIGRAPHIC
668 | 422 |  | GSQ JERICHO 2 | -23.6318 | 146.5511 | GDA94 | 396 | 1.9 | 397.9 | 1200 | 1973-11-30 | 1974-05-11 | PLUGGED AND ABANDONED | STRATIGRAPHIC
668 | 1746 |  | BMR JERICHO 4 | -23.6365 | 146.5036 | GDA94 | - | - | - | 68.1 | 1966-06-27 | 1966-06-29 | PLUGGED AND ABANDONED | STRATIGRAPHIC
668 | 1748 |  | BMR JERICHO 6 | -23.6526 | 146.7014 | GDA94 | - | - | - | 94.5 | 1966-09-30 | 1966-10-01 | PLUGGED AND ABANDONED | STRATIGRAPHIC
668 | 1752 |  | BMR JERICHO 10 | -23.236 | 146.5133 | GDA94 | - | - | - |  |  | 1967-01-01 | PLUGGED AND ABANDONED | STRATIGRAPHIC
668 | 1755 |  | BMR LONGREACH 2 | -23.5954 | 144.5025 | GDA94 | - | - | - | 50 |  | 1964-01-01 | PLUGGED AND ABANDONED | STRATIGRAPHIC
668 | 62792 |  | AUS TWENTY MILE CREEK 1 | -23.8207 | 144.9967 | GDA94 | 239 | - | - | 1635.96 | 2009-10-27 | 2009-11-20 | PLUGGED AND ABANDONED | COAL SEAM GAS
677 | 764 | 22366 | AAP MAYNESIDE 1 | -23.5882 | 142.5209 | GDA94 | 201.5 | 3.8 | 205.3 | 1640.4 | 1964-10-29 | 1964-11-27 | PLUGGED AND ABANDONED | PETROLEUM
743 | 802 | 22739 | FPN KOBURRA 1 | -21.2951 | 145.3028 | GDA94 | 370.3 | 4.3 | 374.6 | 3259.2 | 1970-05-26 | 1970-07-18 | PLUGGED AND ABANDONED | PETROLEUM
743 | 1682 |  | BMR BUCHANAN 1 | -21.5087 | 145.6453 | GDA94 | - | - | - |  |  | 1966-01-01 | PLUGGED AND ABANDONED | STRATIGRAPHIC
743 | 1780 |  | BMR TANGORIN 1 | -21.5412 | 145.3761 | GDA94 | - | - | - |  |  | 1966-01-01 | PLUGGED AND ABANDONED | STRATIGRAPHIC
743 | 62847 |  | CRD SKIFF 1 | -21.0669 | 145.0766 | GDA94 | 386 | - | - | 1414.3 | 2009-11-22 | 2009-12-25 | PLUGGED AND ABANDONED | COAL SEAM GAS
744 | 772 | 3 | ENL LAKE GALILEE 1 | -22.191 | 145.9767 | GDA94 | 288.6 | 5.2 | 293.8 | 3406.1 | 1964-07-10 | 1964-11-27 | PLUGGED AND ABANDONED | PETROLEUM
744 | 1683 |  | BMR BUCHANAN 2 | -21.4304 | 146.0197 | GDA94 | - | - | - |  |  | 1966-01-01 | PLUGGED AND ABANDONED | STRATIGRAPHIC
744 | 1684 |  | BMR BUCHANAN 3 | -21.4201 | 146.0392 | GDA94 | - | - | - |  |  | 1966-01-01 | PLUGGED AND ABANDONED | STRATIGRAPHIC
744 | 50066 |  | MON CARMICHAEL 1 | -21.9562 | 146.035 | GDA94 | 287.7 | 6.1 | 293.8 | 2855 | 1995-04-25 | 1995-06-23 | PLUGGED AND ABANDONED | PETROLEUM
744 | 62965 |  | CRD SHOEMAKER 1 | -22.0659 | 146.2406 | GDA94 | 248 | - | - | 697.59 | 2010-01-15 | 2010-01-30 | PLUGGED AND ABANDONED | COAL SEAM GAS
744 | 63856 |  | CRD GUNN 1 | -22.3671 | 145.8681 | GDA94 | 292 | - | - | 1036.6 | 2010-06-06 | 2010-06-25 | PLUGGED AND ABANDONED | COAL SEAM GAS
744 | 63857 |  | CRD HERGENROTHER 1 | -22.5162 | 145.8704 | GDA94 | 299 | - | - | 928.6 | 2010-05-14 | 2010-06-03 | PLUGGED AND ABANDONED | COAL SEAM GAS
756 | 466 |  | GSQ SPRINGSURE 10 | -24.4151 | 148.1678 | GDA94 | 430 | - | - | 500 | 1973-04-04 | 1973-05-17 | PLUGGED AND ABANDONED | STRATIGRAPHIC
756 | 50237 |  | CAP METEOR 1 | -24.5832 | 148.2253 | GDA94 | 295 | 5.5 | 300.5 | 1658 | 1995-07-21 | 1995-08-02 | PLUGGED AND ABANDONED | COAL SEAM GAS
756 | 50239 |  | CAP MOUNT OGG 1 | -24.6732 | 148.2406 | GDA94 | 315 | 5.5 | 320.5 | 1654 | 1995-07-05 | 1995-07-17 | PLUGGED AND ABANDONED | COAL SEAM GAS
780 | 779 | 22023 | DON (BARCALDINE) 1 | -23.6151 | 145.5011 | GDA94 | 289.6 | - | - | 205.74 | 1929-01-07 | 1930-05-30 | PLUGGED AND ABANDONED | PETROLEUM
780 | 780 | 22024 | DON (BARCALDINE) 2 | -23.6151 | 145.5011 | GDA94 | 289.6 | - | - | 128 | 1930-03-10 | 1930-05-30 | PLUGGED AND ABANDONED | PETROLEUM
780 | 1742 |  | BMR JERICHO 1 | -23.5704 | 145.6064 | GDA94 | - | - | - | 46.9 |  | 1964-01-01 | PLUGGED AND ABANDONED | STRATIGRAPHIC
780 | 1743 |  | BMR JERICHO 2 | -23.5648 | 145.8161 | GDA94 | - | - | - | 52.7 |  | 1964-01-01 | PLUGGED AND ABANDONED | STRATIGRAPHIC
780 | 1744 |  | BMR JERICHO 3 | -23.566 | 145.8428 | GDA94 | - | - | - | 47.2 |  | 1964-01-01 | PLUGGED AND ABANDONED | STRATIGRAPHIC
780 | 1745 |  | BMR JERICHO 3A | -23.566 | 145.8428 | GDA94 | - | - | - | 65.1 |  | 1964-01-01 | PLUGGED AND ABANDONED | STRATIGRAPHIC
780 | 1747 |  | BMR JERICHO 5 | -23.4729 | 145.7456 | GDA94 | - | - | - | 88.2 | 1966-07-01 | 1966-07-14 | PLUGGED AND ABANDONED | STRATIGRAPHIC
780 | 1753 |  | BMR JERICHO 11 | -23.8568 | 145.5228 | GDA94 | - | - | - | 71.1 | 1980-09-01 | 1980-09-02 | PLUGGED AND ABANDONED | STRATIGRAPHIC
780 | 1756 |  | BMR LONGREACH 3 | -23.559 | 145.4842 | GDA94 | - | - | - | 64 |  | 1964-01-01 | PLUGGED AND ABANDONED | STRATIGRAPHIC
794 | 791 | 22630 | AOD THUNDA 1 | -25.4901 | 143.4756 | GDA94 | 199.6 | 4.3 | 203.9 | 2411.3 | 1968-06-24 | 1968-07-20 | PLUGGED AND ABANDONED | PETROLEUM
794 | 794 | 22609 | AOD YONGALA 2 | -25.5263 | 143.8939 | GDA94 | 232.9 | 4.5 | 237.4 | 2026.92 | 1967-05-28 | 1967-06-15 | PLUGGED AND ABANDONED | PETROLEUM
794 | 1205 | 23093 | CON JEDBURGH 1 | -25.2163 | 143.5417 | GDA94 | 170.4 | 5.6 | 176 | 2100.07 | 1983-04-06 | 1983-05-02 | WATER BORE | PETROLEUM
794 | 1207 | 23233 | PPL REGLEIGH 1 | -25.7304 | 143.5987 | GDA94 | 222.1 | 6.2 | 228.3 | 2364.84 | 1983-10-16 | 1983-11-10 | WATER BORE | PETROLEUM
794 | 1258 | 23222 | CON LYNWOOD 1 | -25.5888 | 143.5278 | GDA94 | 221 | 5.2 | 226.2 | 2478.63 | 1984-09-25 | 1984-10-18 | WATER BORE | PETROLEUM
794 | 1292 | 23339 | SPC CHEVIOT HILLS 1 | -25.4635 | 143.7403 | GDA94 | 283.8 | 5.2 | 289 | 1928.16 | 1984-10-22 | 1984-11-02 | WATER BORE | PETROLEUM
794 | 1307 | 23393 | AAP CHIPALU 1 | -25.4363 | 143.469 | GDA94 | 234.7 | 5.2 | 239.9 | 2450.6 | 1984-12-31 | 1985-01-25 | PLUGGED AND ABANDONED | PETROLEUM
794 | 1346 | 23340 | CON ILLATHULLA 1 | -25.544 | 143.717 | GDA94 | 282.1 | 5.2 | 287.3 | 1996.3 | 1985-05-12 | 1985-05-26 | WATER BORE | PETROLEUM
794 | 2007 | 23817 | CON THUNDA SOUTH 1 | -25.5251 | 143.4787 | GDA94 | 190.3 | 3.8 | 194.1 | 2387 | 1988-11-22 | 1988-12-10 | PLUGGED AND ABANDONED | PETROLEUM
794 | 50318 |  | VIP JAMPOT 1 | -25.3115 | 143.8367 | GDA94 | 195 | 5.2 | 200.2 | 1610 | 1996-05-19 | 1996-05-28 | PLUGGED AND ABANDONED | PETROLEUM
794 | 57342 |  | IOD BRIGHTSPOT 1 | -25.1457 | 143.6481 | GDA94 | 160 | 5 | 165 | 1911 | 1997-12-31 | 1998-01-11 | PLUGGED AND ABANDONED | PETROLEUM
794 | 57348 |  | IOD REGLEIGH NORTH 1 | -25.7063 | 143.6084 | GDA94 | 210 | 6 | 216 | 2335 | 1997-12-03 | 1997-12-19 | PLUGGED AND ABANDONED | PETROLEUM
794 | 59899 |  | BOW BANFF 1 | -25.6431 | 143.9062 | GDA94 | 240 | 3.8 | 243.8 | 1650 | 2006-09-25 | 2006-10-08 | PLUGGED AND ABANDONED | PETROLEUM
794 | 61824 |  | BOW HOBSON 1 | -25.6408 | 143.9082 | GDA94 | 245 | - | - | 432.18 | 2009-02-08 | 2009-02-17 | SUSPENDED/CAPPED/SHUT-IN | COAL SEAM GAS
799 | 62623 |  | GEN DUNROSSIE 1 | -21.9712 | 144.5357 | GDA94 | 261 | - | - | 1330 | 2009-11-06 | 2009-12-07 | PLUGGED AND ABANDONED | COAL SEAM GAS
799 | 62624 |  | GEN DOTSWOOD 1 | -22.2291 | 144.4986 | GDA94 | 236 | - | - | 1305 | 2009-12-09 | 2010-02-06 | PLUGGED AND ABANDONED | COAL SEAM GAS
801 | 2102 |  | BMR CHARLEVILLE 8 | -26.8651 | 146.0512 | GDA94 | 263 | - | - | 68 | 1981-12-05 | 1981-12-05 | PLUGGED AND ABANDONED | STRATIGRAPHIC
813 | 1720 |  | BMR GALILEE 1 | -22.3904 | 145.6753 | GDA94 | - | - | - | 64 |  | 1964-01-01 | PLUGGED AND ABANDONED | STRATIGRAPHIC
813 | 1766 |  | BMR MUTTABURRA 1 | -22.7465 | 145.472 | GDA94 | - | - | - |  |  | 1966-01-01 | PLUGGED AND ABANDONED | STRATIGRAPHIC
813 | 57293 |  | EEA SPLITTERS CREEK 1 | -22.9778 | 145.5299 | GDA94 | 302 | 1.4 | 303.4 | 1003.9 | 1993-09-23 | 1993-10-10 | PLUGGED AND ABANDONED | COAL SEAM GAS
813 | 61711 |  | BLU CAROLINA 1 | -22.3844 | 145.6678 | GDA94 | 289 | - | - | 1193.5 | 2008-09-27 | 2008-10-21 | PLUGGED AND ABANDONED | COAL SEAM GAS
813 | 62831 |  | EUR KANAKA 1 | -22.6975 | 145.0919 | GDA94 | 220 | - | - | 1300.54 | 2009-11-16 | 2009-12-20 | PLUGGED AND ABANDONED | COAL SEAM GAS
813 | 62974 |  | BLU MYROSS 1 | -22.7708 | 145.4064 | GDA94 | 272 | - | - | 1098.37 | 2010-05-03 | 2010-05-29 | SUSPENDED/CAPPED/SHUT-IN | COAL SEAM GAS
984 | 50034 |  | EEA ABERFOYLE 1 | -21.5358 | 145.2145 | GDA94 | 286.6 | 1.4 | 288 | 246 | 1993-10-19 | 1993-10-26 | PLUGGED AND ABANDONED | COAL SEAM GAS
984 | 50035 |  | EEA ABERFOYLE 1A | -21.5343 | 145.2156 | GDA94 | 286.6 | 1.4 | 288 | 1494.4 | 1993-10-28 | 1993-11-29 | PLUGGED AND ABANDONED | COAL SEAM GAS
984 | 62599 |  | QER SOLOMON 2 | -21.5451 | 144.4025 | GDA94 | 295 | - | - | 1273.9 | 2009-09-01 | 2009-09-25 | UNKNOWN | COAL SEAM GAS
984 | 62672 |  | QER SOLOMON 1 | -21.5444 | 144.4008 | GDA94 | 380 | - | - | 548 | 2009-09-27 | 2009-10-07 | PLUGGED AND ABANDONED | COAL SEAM GAS
984 | 62923 |  | QER SOLOMAN 1A | -21.5444 | 144.4008 | GDA94 | 380 | - | - | 1401 | 2009-10-31 | 2009-11-01 | SUSPENDED/CAPPED/SHUT-IN | COAL SEAM GAS
991 | 423 |  | GSQ MANUKA 1 | -21.7151 | 143.3678 | GDA94 | 256 | 0.8 | 256.8 | 900.4 | 1976-09-08 | 1976-11-21 | PLUGGED AND ABANDONED | STRATIGRAPHIC
991 | 778 | 14125 | MPC CORFIELD 1 | -21.7096 | 143.3761 | GDA94 | 256.6 | 1.6 | 258.2 | 1373.7 | 1960-05-21 | 1960-06-20 | WATER BORE | STRATIGRAPHIC
996 | 743 | 22130 | ENL BROOKWOOD 1 | -22.4804 | 144.3339 | GDA94 | 224 | 3.4 | 227.4 | 1464.9 | 1962-10-10 | 1962-11-03 | PLUGGED AND ABANDONED | PETROLEUM
996 | 1985 | 23637 | BRP CAIRNHOPE 1 | -21.811 | 144.002 | GDA94 | 278.9 | 4.6 | 283.5 | 1150.6 | 1988-12-04 | 1988-12-11 | WATER BORE | PETROLEUM
999 | 766 | 22124 | AAO PENRITH 1 | -23.1707 | 143.6428 | GDA94 | 213.4 | 2.7 | 216.1 | 1243 | 1962-08-30 | 1962-10-04 | PLUGGED AND ABANDONED | PETROLEUM
999 | 1044 |  | GSQ MANEROO 1 | -23.3818 | 143.4678 | GDA94 | 215 | 0 | 215 | 1199.5 | 1989-11-16 | 1990-03-02 | PLUGGED AND ABANDONED | STRATIGRAPHIC
999 | 1085 | 23652 | AMP BURGAMOO 1 | -23.4549 | 143.2195 | GDA94 | 244.3 | 4.8 | 249.1 | 1670 | 1989-10-14 | 1989-10-26 | WATER BORE | PETROLEUM
999 | 1388 | 23237 | AMX CORONA 1 | -23.366 | 143.5006 | GDA94 | 205.1 | 5.2 | 210.3 | 1067 | 1985-03-02 | 1985-03-10 | WATER BORE | PETROLEUM
999 | 1435 | 23489 | AMX SILSOE 1 | -23.4838 | 143.3717 | GDA94 | 218.2 | 5.2 | 223.4 | 1541 | 1986-04-28 | 1986-05-11 | WATER BORE | PETROLEUM
999 | 2583 | 23903 | AMP ALFRED DOWNS 1 | -23.5068 | 143.4176 | GDA94 | 212.4 | 4.4 | 216.8 | 1307 | 1990-08-13 | 1990-08-21 | PLUGGED AND ABANDONED | PETROLEUM
1005 | 614 | 3454 | LOL (LONGREACH) 2 | -23.4374 | 144.2623 | GDA94 | 191.4 | 3.4 | 194.8 | 982.7 | 1955-01-25 | 1955-02-28 | PLUGGED AND ABANDONED | PETROLEUM
1005 | 615 | 13211 | LOL (LONGREACH) 3 | -23.4401 | 144.2489 | GDA94 | 188.4 | 3.3 | 191.7 | 1063.8 | 1955-03-15 | 1955-04-13 | PLUGGED AND ABANDONED | PETROLEUM
1005 | 616 | 22059 | LOL (LONGREACH) 4 | -23.4415 | 144.2609 | GDA94 | 188.7 | 3.3 | 192 | 998.8 | 1955-04-22 | 1955-05-19 | PLUGGED AND ABANDONED | PETROLEUM
1005 | 619 | 22028 | LOW LONGREACH 1 | -23.4415 | 144.2456 | GDA94 | 189 | - | - | 1021.4 | 1928-01-01 | 1931-02-14 | PLUGGED AND ABANDONED | PETROLEUM
1005 | 761 | 22015 | QOD (LANGDALE) 1 | -23.6818 | 143.984 | GDA94 | 201.2 | - | - | - | 1927-01-01 | 1927-01-01 | PLUGGED AND ABANDONED | PETROLEUM
1005 | 767 | 22793 | HBK MANFRED 1 | -23.0693 | 143.9623 | GDA94 | 239.3 | 3.3 | 242.6 | 1192.7 | 1973-08-12 | 1973-08-19 | CONVERTED TO WATER BORE | PETROLEUM
1005 | 1754 |  | BMR LONGREACH 1 | -23.3624 | 144.09 | GDA94 | - | - | - | 61 |  | 1964-01-01 | PLUGGED AND ABANDONED | STRATIGRAPHIC
1005 | 50089 |  | RPN DOHERTY 1 | -23.9646 | 144.2553 | GDA94 | 259.2 | 4.4 | 263.6 | 1256 | 1995-06-13 | 1995-06-22 | PLUGGED AND ABANDONED | PETROLEUM
1008 | 610 | 22658 | BEA COREENA 1 | -23.3132 | 145.3897 | GDA94 | 249.9 | 4 | 253.9 | 1587.4 | 1970-02-11 | 1970-03-07 | WATER BORE | PETROLEUM
1008 | 613 | 3443 | LOL (CLEEVE) 1 | -23.4262 | 144.3928 | GDA94 | 213.4 | 3.6 | 217 | 935.1 | 1954-12-17 | 1955-01-13 | PLUGGED AND ABANDONED | PETROLEUM
1008 | 617 | 14499 | LOL BALMORAL 5 | -23.2985 | 144.6511 | GDA94 | 217.6 | 0.3 | 217.9 | 416.7 | 1958-03-01 | 1958-06-05 | PLUGGED AND ABANDONED | PETROLEUM
1008 | 618 | 22077 | LOL BALMORAL 6 | -23.2985 | 144.6345 | GDA94 | 227.7 | 0.3 | 228 | 386.5 | 1959-03-06 | 1959-05-30 | PLUGGED AND ABANDONED | PETROLEUM
1008 | 621 | 22319 | LOL MARCHMONT 1 | -23.1693 | 144.7403 | GDA94 | 225.6 | 4.5 | 230.1 | 1990.3 | 1964-06-08 | 1964-07-03 | PLUGGED AND ABANDONED | PETROLEUM
1008 | 50127 |  | RPN HUGHES 1 | -23.2443 | 144.7945 | GDA94 | 229.6 | 4.4 | 234 | 685 | 1995-06-25 | 1995-06-29 | PLUGGED AND ABANDONED | PETROLEUM
1010 | 1047 | 23690 | SDA CAMPASPE 1 | -20.6765 | 145.8447 | GDA94 | 289 | 0.3 | 289.3 | 550 | 1987-08-07 | 1987-08-24 | PLUGGED AND ABANDONED | STRATIGRAPHIC
1010 | 1050 | 23706 | SDA CAMPASPE 4 | -20.7396 | 145.6117 | GDA94 | 296 | 0.3 | 296.3 | 500 | 1987-09-27 | 1987-10-10 | PLUGGED AND ABANDONED | STRATIGRAPHIC
1010 | 1051 | 23711 | SDA CAMPASPE 5 | -20.7504 | 145.7669 | GDA94 | 300 | 0.4 | 300.4 | 530 | 1987-10-11 | 1987-10-23 | PLUGGED AND ABANDONED | STRATIGRAPHIC
1010 | 1052 |  | SDA CAMPASPE 6 | -20.7735 | 145.7425 | GDA94 | 305 | 0.3 | 305.3 | 79.9 | 1987-07-15 | 1987-07-22 | PLUGGED AND ABANDONED | STRATIGRAPHIC
1010 | 1053 | 23679 | SDA CAMPASPE 6A | -20.7735 | 145.7425 | GDA94 | 305 | 0.3 | 305.3 | 500.4 | 1987-07-23 | 1987-08-06 | PLUGGED AND ABANDONED | STRATIGRAPHIC
1010 | 1260 | 23248 | CAR MOGGA 1 | -21.2385 | 145.8886 | GDA94 | 308.2 | 5.4 | 313.6 | 3620.4 | 1984-04-11 | 1984-11-04 | PLUGGED AND ABANDONED | PETROLEUM
1010 | 1685 |  | BMR BUCHANAN 4 | -21.4051 | 146.0403 | GDA94 | - | - | - |  |  | 1966-01-01 | PLUGGED AND ABANDONED | STRATIGRAPHIC
1010 | 1686 |  | BMR BUCHANAN 5 | -21.3901 | 146.0683 | GDA94 | - | - | - |  |  | 1966-01-01 | PLUGGED AND ABANDONED | STRATIGRAPHIC
1032 | 411 |  | GSQ HUGHENDEN 5 | -20.6318 | 144.4011 | GDA94 | 357 | 1 | 358 | 446 | 1975-02-10 | 1975-04-19 | PLUGGED AND ABANDONED | STRATIGRAPHIC
1032 | 1740 |  | BMR HUGHENDEN 1 | -20.6651 | 144.6558 | GDA94 | - | - | - |  |  | 1966-01-01 | PLUGGED AND ABANDONED | STRATIGRAPHIC
1032 | 1741 |  | BMR HUGHENDEN 1A | -20.6651 | 144.6558 | GDA94 | - | - | - |  |  | 1966-01-01 | PLUGGED AND ABANDONED | STRATIGRAPHIC
1044 | 1722 |  | BMR GALILEE 3 | -22.2557 | 146.4394 | GDA94 | - | - | - |  |  | 1967-01-01 | PLUGGED AND ABANDONED | STRATIGRAPHIC
1044 | 1723 |  | BMR GALILEE 4 | -22.2507 | 146.4928 | GDA94 | - | - | - |  |  | 1967-01-01 | PLUGGED AND ABANDONED | STRATIGRAPHIC
1044 | 1725 |  | BMR GALILEE 6 | -22.2551 | 146.4428 | GDA94 | - | - | - |  |  | 1967-01-01 | PLUGGED AND ABANDONED | STRATIGRAPHIC
1044 | 1726 |  | BMR GALILEE 7 | -22.1898 | 146.58 | GDA94 | - | - | - |  |  | 1967-01-01 | PLUGGED AND ABANDONED | STRATIGRAPHIC
1044 | 1727 |  | BMR GALILEE 8 | -22.1818 | 146.6261 | GDA94 | - | - | - |  |  | 1967-01-01 | PLUGGED AND ABANDONED | STRATIGRAPHIC
1044 | 1728 |  | BMR GALILEE 9 | -22.1968 | 146.5506 | GDA94 | - | - | - |  |  | 1967-01-01 | PLUGGED AND ABANDONED | STRATIGRAPHIC
NIL | 401 |  | GSQ CHARTERS TOWERS 1 | -20.2146 | 145.9153 | GDA94 | 328 | 0.8 | 328.8 | 259 | 1979-11-13 | 1979-11-28 | PLUGGED AND ABANDONED | STRATIGRAPHIC
817 | 408 |  | GSQ EDDYSTONE 2-3RA | -25.3151 | 148.1011 | GDA94 | 527 | 2 | 529 | 678.5 | 1977-07-04 | 1977-12-09 | PLUGGED AND ABANDONED | STRATIGRAPHIC
NIL | 412 |  | GSQ HUGHENDEN 6 | -20.3485 | 144.4511 | GDA94 | 640 | 1 | 641 | 528 | 1975-04-24 | 1975-07-05 | PLUGGED AND ABANDONED | STRATIGRAPHIC
817 | 464 |  | GSQ SPRINGSURE 8 | -24.2651 | 148.2178 | GDA94 | 302 | - | - | 455 | 1973-01-15 | 1973-02-23 | PLUGGED AND ABANDONED | STRATIGRAPHIC
817 | 465 |  | GSQ SPRINGSURE 9 | -24.2651 | 148.2011 | GDA94 | 311 | - | - | 453 | 1973-02-26 | 1973-03-26 | PLUGGED AND ABANDONED | STRATIGRAPHIC
NIL | 467 |  | GSQ SPRINGSURE 11 | -24.5151 | 147.9678 | GDA94 | 430 | - | - | 472 | 1973-05-23 | 1973-06-28 | PLUGGED AND ABANDONED | STRATIGRAPHIC
NIL | 468 |  | GSQ SPRINGSURE 12 | -24.4151 | 147.9511 | GDA94 | 328 | 0 | 328 | 613 | 1973-07-04 | 1973-08-30 | PLUGGED AND ABANDONED | STRATIGRAPHIC
NIL | 469 |  | GSQ SPRINGSURE 13 | -24.2651 | 147.1678 | GDA94 | 381 | 0.9 | 381.9 | 889 | 1973-11-09 | 1974-04-09 | PLUGGED AND ABANDONED | STRATIGRAPHIC
817 | 470 |  | GSQ SPRINGSURE 14 | -24.054 | 148.1611 | GDA94 | 270 | - | - | 902 | 1977-04-10 | 1977-07-01 | PLUGGED AND ABANDONED | STRATIGRAPHIC
NIL | 475 |  | GSQ SPRINGSURE 19 | -24.6862 | 148.1417 | GDA94 | 378 | 2 | 380 | 1239 | 1980-07-07 | 1981-02-16 | PLUGGED AND ABANDONED | STRATIGRAPHIC
1048 | 476 |  | GSQ TAMBO 1-1A | -24.5318 | 146.6011 | GDA94 | 541 | 1.9 | 542.9 | 902.2 | 1972-11-01 | 1973-05-24 | PLUGGED AND ABANDONED | STRATIGRAPHIC
1020 | 477 |  | GSQ TAMBO 2 | -24.8651 | 146.3678 | GDA94 | 421 | 0 | 421 | 809 | 1973-06-17 | 1973-08-29 | PLUGGED AND ABANDONED | STRATIGRAPHIC
NIL | 478 |  | GSQ TAMBO 3 | -24.3151 | 146.9678 | GDA94 | 494 | 0.7 | 494.7 | 437 | 1973-09-13 | 1973-10-23 | PLUGGED AND ABANDONED | STRATIGRAPHIC
NIL | 515 |  | GSQ HUGHENDEN 3-4R | -20.6318 | 145.3844 | GDA94 | 445 | 0.9 | 445.9 | 567 | 1974-08-09 | 1974-11-25 | PLUGGED AND ABANDONED | STRATIGRAPHIC
NIL | 609 | 22165 | FDN ALICE RIVER 1 | -23.6173 | 145.3219 | GDA94 | 264.7 | 4 | 268.7 | 1631.3 | 1963-02-06 | 1963-03-27 | PLUGGED AND ABANDONED | PETROLEUM
NIL | 631 | 22629 | AOD PENJOBE 1 | -24.4237 | 147.9478 | GDA94 | 327.7 | 5.8 | 333.5 | 557.2 | 1968-03-31 | 1968-04-10 | PLUGGED AND ABANDONED | PETROLEUM
817 | 632 | 23013 | HOM RAINWORTH 1 | -24.2112 | 148.1589 | GDA94 | 376.8 | 3.4 | 380.2 | 2417 | 1980-10-02 | 1980-12-22 | PLUGGED AND ABANDONED | PETROLEUM
1093 | 636 | 22786 | HEP ALVA 1 | -25.2071 | 145.3884 | GDA94 | 372.5 | 5.21 | 377.71 | 3585.97 | 1972-08-16 | 1972-12-04 | WATER BORE | PETROLEUM
1093 | 637 | 17016 | PPC BONNIE 1 | -25.0121 | 145.367 | GDA94 | 315.77 | 4.27 | 320.04 | 2744.72 | 1966-05-14 | 1966-06-28 | WATER BORE | PETROLEUM
1093 | 638 | 22555 | PPC COLLABARA 1 | -25.2382 | 144.7512 | GDA94 | 332.23 | 4.88 | 337.11 | 3928.87 | 1966-04-14 | 1966-07-19 | WATER BORE | PETROLEUM
946 | 639 | 14917 | PPC COTHALOW 1 | -25.7246 | 144.3906 | GDA94 | 241.1 | 4.3 | 245.4 | 2613.1 | 1961-08-05 | 1961-09-12 | WATER BORE | PETROLEUM
1093 | 640 | 22111 | PPC ETONVALE 1 | -25.1596 | 144.9956 | GDA94 | 330.1 | 4.27 | 334.37 | 3464.97 | 1961-09-27 | 1962-04-26 | PLUGGED AND ABANDONED | PETROLEUM
PL 65 | 641 | 22381 | PPC GILMORE 1 | -25.3576 | 144.8117 | GDA94 | 322.5 | 4.3 | 326.8 | 4346.5 | 1964-06-07 | 1964-12-09 | SUSPENDED/CAPPED/SHUT-IN | PETROLEUM
NIL | 642 | 22802 | HEP GREY RANGE 1 | -25.1076 | 144.6239 | GDA94 | 348.4 | 4 | 352.4 | 3491.5 | 1974-04-19 | 1974-05-25 | WATER BORE | PETROLEUM
865 | 643 | 22127 | PPC GUMBARDO 1 | -25.9796 | 144.6959 | GDA94 | 279.2 | 4.3 | 283.5 | 3944.1 | 1962-05-06 | 1962-11-01 | PLUGGED AND ABANDONED | PETROLEUM
1093 | 644 | 22557 | PPC LEOPARDWOOD 1 | -25.6179 | 144.6714 | GDA94 | 286.5 | 4.3 | 290.8 | 4184 | 1966-02-14 | 1966-07-26 | WATER BORE | PETROLEUM
1093 | 645 | 22528 | PPC LISSOY 1 | -25.1537 | 144.8842 | GDA94 | 323.7 | 4.9 | 328.6 | 4136.75 | 1965-11-17 | 1966-04-26 | WATER BORE | PETROLEUM
1093 | 646 | 22487 | PPC LOG CREEK 1 | -25.264 | 144.9114 | GDA94 | 290.8 | 4.3 | 295.1 | 4439.7 | 1965-01-01 | 1965-08-31 | WATER BORE | PETROLEUM
1069 | 647 | 22570 | PPC STAFFORD 1 | -25.291 | 145.4353 | GDA94 | 353 | 4.2 | 357.2 | 3141.3 | 1966-08-08 | 1966-10-18 | WATER BORE | PETROLEUM
1020 | 655 | 22545 | AOP BALFOUR 1 | -25.5354 | 146.7122 | GDA94 | 450.8 | 3.7 | 454.5 | 1694.7 | 1966-06-02 | 1966-06-25 | PLUGGED AND ABANDONED | PETROLEUM
1020 | 656 | 22268 | AOP WESTBOURNE 1 | -25.1893 | 146.135 | GDA94 | 375.2 | 4.9 | 380.1 | 1483.46 | 1964-04-08 | 1964-04-23 | PLUGGED AND ABANDONED | PETROLEUM
1020 | 657 | 22668 | BEA VALETTA 1 | -25.0457 | 146.6011 | GDA94 | 544.1 | 3.9 | 548 | 1339.9 | 1970-03-09 | 1970-03-31 | WATER BORE | PETROLEUM
1069 | 658 | 17115 | PPC BURY 1 | -25.0429 | 145.6067 | GDA94 | 328.27 | 4.27 | 332.54 | 2744.42 | 1966-03-19 | 1966-05-07 | WATER BORE | PETROLEUM
NIL | 683 | 22304 | PEC CRYSTALBROOK 1 | -25.4826 | 147.9942 | GDA94 | 502 | 3.4 | 505.4 | 627.9 | 1964-05-27 | 1964-06-11 | WATER BORE | PETROLEUM
1050 | 684 | 22534 | AOP CUNNO 1 | -25.1137 | 147.0772 | GDA94 | 547.4 | 3.7 | 551.1 | 862 | 1966-05-20 | 1966-05-28 | WATER BORE | PETROLEUM
NIL | 694 | 22320 | PEC WARRONG 1 | -25.1612 | 147.8947 | GDA94 | 622.7 | 2.8 | 625.5 | 1089.1 | 1964-06-14 | 1964-07-28 | PLUGGED AND ABANDONED | PETROLEUM
948 | 703 | 22072 | LHS SCOUT (RAY) 1 | -26.1151 | 143.9012 | GDA94 | 198.1 | - | - | 249.9 | 1957-08-05 | 1957-11-30 | PLUGGED AND ABANDONED | PETROLEUM
948 | 704 | 22089 | LHS SCOUT (CANAWAY DOWNS) 2 | -25.9985 | 143.9512 | GDA94 | 213.4 | - | - | 480.1 | 1958-05-12 | 1959-01-21 | PLUGGED AND ABANDONED | PETROLEUM
NIL | 706 | 22647 | ASO BARCOO 1 | -24.2843 | 145.1395 | GDA94 | 248.4 | 4.3 | 252.7 | 1716.33 | 1968-06-30 | 1968-07-30 | PLUGGED AND ABANDONED | PETROLEUM
863 | 707 | 17223 | PPC CARLOW 1 | -24.8393 | 145.4311 | GDA94 | 280.4 | 4.3 | 284.7 | 3666.1 | 1965-09-15 | 1966-01-07 | WATER BORE | PETROLEUM
863 | 708 | 22624 | AAO EASTWOOD 1 | -24.7715 | 145.35 | GDA94 | 277.4 | 4.5 | 281.9 | 3385.1 | 1969-08-19 | 1969-10-24 | WATER BORE | PETROLEUM
NIL | 709 | 22646 | ASO FAIRLEA 1 | -24.4954 | 145.3314 | GDA94 | 292.3 | 4.3 | 296.6 | 3119.63 | 1968-04-12 | 1968-06-23 | WATER BORE | PETROLEUM
864 | 710 | 22981 | EAL ISIS DOWNS 1 | -24.2796 | 144.5925 | GDA94 | 213.4 | 6.7 | 220.1 | 1761.5 | 1981-10-09 | 1981-11-04 | WATER BORE | PETROLEUM
1098 | 736 | 22428 | AOP ALBA 1 | -26.5254 | 146.947 | GDA94 | 393.8 | 3.35 | 397.15 | 826.92 | 1965-03-23 | 1965-03-31 | WATER BORE | PETROLEUM
1098 | 737 | 22559 | OOC CRICHTON 1 | -26.6934 | 146.8637 | GDA94 | 402.34 | 3.66 | 406 | 813.82 | 1966-07-29 | 1966-08-05 | PLUGGED AND ABANDONED | PETROLEUM
1098 | 738 | 22553 | OOC LOWOOD 1 | -26.7007 | 146.8687 | GDA94 | 396.2 | 3.7 | 399.9 | 769 | 1966-07-11 | 1966-07-15 | PLUGGED AND ABANDONED | PETROLEUM
1098 | 739 | 22556 | OOC MARYVALE 1 | -26.6729 | 146.8562 | GDA94 | 423.4 | 3.6 | 427 | 844.9 | 1966-07-21 | 1966-07-26 | PLUGGED AND ABANDONED | PETROLEUM
NIL | 740 | 22438 | PPC QUILBERRY 1 | -26.4157 | 145.505 | GDA94 | 320 | 4 | 324 | 3052 | 1964-11-24 | 1965-04-30 | WATER BORE | PETROLEUM
1070 | 741 | 22574 | AOP TREGOLE 1 | -26.4645 | 146.9934 | GDA94 | 391.1 | 3.3 | 394.4 | 754.4 | 1966-11-06 | 1966-11-16 | PLUGGED AND ABANDONED | PETROLEUM
1127 | 746 | 14784 | CPC OOROONOO 1 | -23.1791 | 141.5537 | GDA94 | 121.9 | 1.5 | 123.4 | 1174.1 | 1960-07-20 | 1960-08-26 | PLUGGED AND ABANDONED | PETROLEUM
1130 | 765 | 22341 | AAP FERMOY 1 | -23.1407 | 143.0584 | GDA94 | 242.3 | 3.9 | 246.2 | 1603.9 | 1964-08-11 | 1964-09-25 | PLUGGED AND ABANDONED | PETROLEUM
865 | 768 | 22106 | PPC BUCKABIE 1 | -26.1929 | 144.2692 | GDA94 | 220.6 | 4.3 | 224.9 | 2764.5 | 1961-05-01 | 1961-07-25 | PLUGGED AND ABANDONED | PETROLEUM
865 | 769 | 22568 | PPC DARTMOUTH 1 | -26.1435 | 145.3439 | GDA94 | 336.5 | 4.3 | 340.8 | 3051.1 | 1966-07-08 | 1966-09-24 | WATER BORE | PETROLEUM
865 | 770 | 22925 | AAP PAROO 1 | -26.1662 | 145.39 | GDA94 | 322.6 | 6.8 | 329.4 | 2502 | 1980-08-26 | 1980-09-26 | WATER BORE | PETROLEUM
989 | 775 | 22808 | HPP GOLEBURRA 1 | -22.4154 | 142.6109 | GDA94 | 173.4 | 4.9 | 178.3 | 1581.3 | 1972-09-23 | 1972-10-05 | PLUGGED AND ABANDONED | PETROLEUM
989 | 776 | 22807 | HPP LOVELLE DOWNS 1 | -22.209 | 142.5528 | GDA94 | 179.2 | 4.9 | 184.1 | 2027.5 | 1972-08-26 | 1972-09-19 | PLUGGED AND ABANDONED | PETROLEUM
989 | 777 | 22829 | HPP WESTON 1 | -22.0374 | 142.612 | GDA94 | 207 | 4.2 | 211.2 | 1982.7 | 1974-06-05 | 1974-06-23 | PLUGGED AND ABANDONED | PETROLEUM
NIL | 781 | 22467 | AOD JERICHO 1 | -23.7704 | 146.0847 | GDA94 | 390.8 | 5.1 | 395.9 | 2786.5 | 1965-04-02 | 1965-06-26 | PLUGGED AND ABANDONED | PETROLEUM
944 | 783 | 22632 | AOD BUDGERYGAR 1 | -25.2371 | 143.8089 | GDA94 | 184.4 | 4.9 | 189.3 | 1630.7 | 1968-11-29 | 1968-12-22 | PLUGGED AND ABANDONED | PETROLEUM
560 | 784 | 22179 | AOD CANAWAY 1 | -25.9335 | 143.9642 | GDA94 | 234.7 | 4 | 238.7 | 1504.8 | 1963-05-31 | 1963-06-22 | WATER BORE | PETROLEUM
946 | 793 | 22488 | AOD YONGALA 1 | -25.5038 | 143.9312 | GDA94 | 203.6 | 4.6 | 208.2 | 3105 | 1965-05-02 | 1965-09-15 | WATER BORE | PETROLEUM
863 | 795 | 22736 | BEA ALLANDALE 1 | -24.4151 | 145.9053 | GDA94 | 374.6 | 4.6 | 379.2 | 3004.1 | 1970-11-03 | 1971-01-06 | PLUGGED AND ABANDONED | PETROLEUM
863 | 796 | 22301 | AOP BOREE 1 | -24.7573 | 145.5778 | GDA94 | 333.5 | 4.8 | 338.3 | 2676.4 | 1964-05-03 | 1964-06-25 | WATER BORE | PETROLEUM
863 | 797 | 22985 | EAL BRYNDERWIN 1 | -24.4676 | 145.5439 | GDA94 | 291 | 6.7 | 297.7 | 1848.5 | 1981-11-12 | 1981-12-06 | WATER BORE | PETROLEUM
863 | 798 | 22003 | HNT (TAMBO) 1 | -24.8651 | 145.9011 | GDA94 | 396.2 | - | - | 365.8 | 1922-01-01 | 1922-01-01 | PLUGGED AND ABANDONED | PETROLEUM
NIL | 799 | 22014 | MOC (NIVE RIVER) 1 | -24.9151 | 146.8345 | GDA94 | - | - | - | 353.6 | 1924-01-01 | 1929-01-01 | PLUGGED AND ABANDONED | PETROLEUM
863 | 800 | 22635 | AOP RAVENSBOURNE 1 | -24.8323 | 145.6156 | GDA94 | 339.2 | 4 | 343.2 | 2357.9 | 1968-06-24 | 1968-07-29 | PLUGGED AND ABANDONED | PETROLEUM
1048 | 801 | 14500 | SPP (BIRKHEAD) 1 | -24.6079 | 146.392 | GDA94 | 474.3 | 4.2 | 478.5 | 1580.7 | 1957-04-28 | 1957-06-20 | PLUGGED AND ABANDONED | PETROLEUM
NIL | 846 | 23604 | JHR BELFAST 1 | -21.5752 | 142.1589 | GDA94 | 210 | 5 | 215 | 1144.5 | 1988-08-25 | 1988-09-02 | WATER BORE | PETROLEUM
NIL | 847 | 22068 | POP SCOUT (TWIN HILLS) 1 | -21.7985 | 146.9178 | GDA94 | 195.1 | - | - | 145.4 | 1956-04-30 | 1956-06-30 | PLUGGED AND ABANDONED | PETROLEUM
560 | 952 |  | GSQ EROMANGA 1 | -26.6146 | 143.8801 | GDA94 | 215.1 | 0 | 215.1 | 1266.9 | 1981-08-21 | 1982-04-24 | PLUGGED AND ABANDONED | STRATIGRAPHIC
1072 | 989 | 50417 | GSQ WYANDRA 1 | -27.0948 | 146.1437 | GDA94 | 251.9 | 0 | 251.9 | 1268.7 | 1982-04-26 | 1982-10-13 | WATER BORE | STRATIGRAPHIC
863 | 991 | 23082 | EAL SWAYLANDS 1 | -24.5293 | 145.4364 | GDA94 | 284.1 | 6.7 | 290.8 | 2406 | 1982-10-24 | 1982-11-15 | WATER BORE | PETROLEUM
NIL | 1003 | 23043 | EAL FOXHALL 1 | -23.5985 | 145.2872 | GDA94 | 258 | 6.7 | 264.7 | 1280 | 1982-01-12 | 1982-01-29 | WATER BORE | PETROLEUM
1043 | 1005 | 23066 | EAL CORK 1 | -22.7968 | 141.8434 | GDA94 | 145.6 | 6.7 | 152.3 | 1715 | 1982-08-30 | 1982-09-21 | WATER BORE | PETROLEUM
NIL | 1008 | 23106 | EAL NORRIS 1 | -22.9612 | 144.4098 | GDA94 | 208 | 6.7 | 214.7 | 1132 | 1981-12-14 | 1982-01-04 | PLUGGED AND ABANDONED | PETROLEUM
NIL | 1048 | 23697 | SDA CAMPASPE 2 | -20.6932 | 145.8253 | GDA94 | 295 | 0.4 | 295.4 | 500.5 | 1987-08-26 | 1987-09-08 | PLUGGED AND ABANDONED | STRATIGRAPHIC
NIL | 1049 | 23701 | SDA CAMPASPE 3 | -20.7196 | 145.7994 | GDA94 | 297 | 0.3 | 297.3 | 500 | 1987-09-09 | 1987-09-24 | PLUGGED AND ABANDONED | STRATIGRAPHIC
NIL | 1054 | 23602 | JHR GLADEVALE DOWNS 1 | -20.2988 | 142.4506 | GDA94 | 174 | 4 | 178 | 551.7 | 1988-08-15 | 1988-08-20 | WATER BORE | PETROLEUM
NIL | 1055 | 23601 | JHR GLENBEDE DOWNS 1 | -21.0841 | 141.5606 | GDA94 | 152 | 5 | 157 | 682.1 | 1988-08-01 | 1988-08-10 | WATER BORE | PETROLEUM
NIL | 1056 | 23603 | JHR HAMPDEN DOWNS 1 | -21.5402 | 141.652 | GDA94 | 235 | 4 | 239 | 757.1 | 1988-07-16 | 1988-07-29 | WATER BORE | PETROLEUM
NIL | 1057 | 23600 | JHR ROSEVALE DOWNS 1 | -21.1646 | 141.9803 | GDA94 | 155 | 4 | 159 | 769.9 | 1988-06-30 | 1988-07-11 | WATER BORE | PETROLEUM
1041 | 1059 |  | GSQ MCKINLAY 1 | -21.591 | 142.2609 | GDA94 | 215 | 0 | 215 | 421 | 1990-07-18 | 1990-08-19 | PLUGGED AND ABANDONED | STRATIGRAPHIC
862 | 1063 | 23645 | LEA ALBILBAH 1 | -24.8057 | 144.2439 | GDA94 | 279 | 5.8 | 284.8 | 1886 | 1989-05-09 | 1989-06-24 | WATER BORE | PETROLEUM
1070 | 1133 |  | GSQ CHARLEVILLE 1 | -26.3426 | 146.2809 | GDA94 | 302 | 0 | 302 | 1242.8 | 1983-04-20 | 1983-09-29 | PLUGGED AND ABANDONED | STRATIGRAPHIC
NIL | 1139 | 50439 | GSQ QUILPIE 1 | -26.6335 | 145.042 | GDA94 | 253.4 | 0 | 253.4 | 1214.2 | 1982-10-27 | 1983-04-14 | WATER BORE | STRATIGRAPHIC
862 | 1219 | 23650 | SOC TALUNDILLY 1 | -24.5479 | 144.4787 | GDA94 | 228.2 | 5.8 | 234 | 2052.3 | 1987-08-30 | 1987-09-18 | WATER BORE | PETROLEUM
1070 | 1239 | 50504 | GSQ AUGATHELLA 1 | -25.8037 | 146.4295 | GDA94 | 354 | 0 | 354 | 1235.06 | 1984-02-26 | 1984-06-21 | WATER BORE | STRATIGRAPHIC
1020 | 1247 |  | GSQ AUGATHELLA 2-3R | -25.1934 | 146.145 | GDA94 | 374.3 | 0 | 374.3 | 1228.3 | 1984-06-18 | 1985-04-15 | PLUGGED AND ABANDONED | STRATIGRAPHIC
NIL | 1259 | 23388 | AAR MOUNT MORRIS 1 | -25.8382 | 145.4509 | GDA94 | 350.2 | 5.4 | 355.6 | 1799.7 | 1984-08-17 | 1984-08-30 | WATER BORE | PETROLEUM
NIL | 1276 | 23220 | WMC ROLWEGAN CREEK 1 | -26.3193 | 145.0848 | GDA94 | 307.6 | 4.3 | 311.9 | 1240 | 1984-09-09 | 1984-09-18 | WATER BORE | PETROLEUM
865 | 1277 | 23240 | AAR ROSEBANK 1 | -26.2376 | 145.3542 | GDA94 | 334.1 | 5.5 | 339.6 | 1498.7 | 1984-06-30 | 1984-07-17 | WATER BORE | PETROLEUM
1127 | 1294 | 23394 | CON JILLAROO 1 | -23.4654 | 141.8665 | GDA94 | 168.4 | 5.2 | 173.6 | 1594.4 | 1985-02-03 | 1985-02-15 | PLUGGED AND ABANDONED | PETROLEUM
1093 | 1313 | 23389 | AAR GIFFORD 1 | -25.314 | 145.0503 | GDA94 | 340.3 | 5.6 | 345.9 | 1856 | 1984-09-04 | 1984-09-17 | WATER BORE | PETROLEUM
944 | 1371 | 23518 | LEA PETWORTH 1 | -25.2015 | 143.8537 | GDA94 | 199.4 | 5.1 | 204.5 | 1554 | 1985-07-24 | 1985-08-03 | WATER BORE | PETROLEUM
989 | 1404 | 23344 | EAL AYRSHIRE 1 | -21.9515 | 142.5584 | GDA94 | 184.8 | 6.2 | 191 | 1966 | 1985-07-05 | 1985-07-25 | WATER BORE | PETROLEUM
1093 | 1408 | 23334 | AMX LISBURNE 1 | -25.1729 | 145.0045 | GDA94 | 367.3 | 5.2 | 372.5 | 1919.8 | 1985-04-11 | 1985-04-23 | WATER BORE | PETROLEUM
946 | 1409 | 23392 | AMX MILO 1 | -25.7024 | 144.4445 | GDA94 | 282.6 | 5.2 | 287.8 | 1662.3 | 1985-04-29 | 1985-05-07 | WATER BORE | PETROLEUM
946 | 1410 | 23238 | GAZA 1 | -24.0929 | 144.1192 | GDA94 | 231.7 | 5.2 | 236.9 | 1264.9 | 1985-03-14 | 1985-03-24 | WATER BORE | PETROLEUM
560 | 1419 | 23373 | PPL MONGARLO 1 | -26.6362 | 143.8748 | GDA94 | 219.4 | 4 | 223.4 | 1250 | 1986-02-23 | 1986-03-04 | WATER BORE | PETROLEUM
863 | 1426 |  | GSQ TAMBO 4 | -24.8193 | 145.8478 | GDA94 | 434.9 | 0 | 434.9 | 1263.2 | 1984-07-06 | 1984-11-19 | PLUGGED AND ABANDONED | STRATIGRAPHIC
1093 | 1427 | 23520 | LEA KALOOLA 1 | -25.6171 | 144.6962 | GDA94 | 288.5 | 4.2 | 292.7 | 1685 | 1985-09-28 | 1985-10-09 | WATER BORE | PETROLEUM
863 | 1443 | 23458 | GSQ BLACKALL 1 | -24.3601 | 145.3414 | GDA94 | 286.3 | 0 | 286.3 | 1287.56 | 1986-05-13 | 1986-08-23 | WATER BORE | STRATIGRAPHIC
PL 65 | 1452 | 23536 | NMX PHFARLET 1 | -25.3532 | 144.8395 | GDA94 | 321.9 | 6.4 | 328.3 | 1958.8 | 1986-04-20 | 1986-05-14 | SUSPENDED/CAPPED/SHUT-IN | PETROLEUM
1043 | 1454 | 23347 | EHN HOLBERTON 1 | -22.9596 | 142.2934 | GDA94 | 177.5 | 4.1 | 181.6 | 1357 | 1985-11-17 | 1985-11-25 | WATER BORE | PETROLEUM
862 | 1462 | 23463 | GSQ BLACKALL 2 | -24.1607 | 144.2237 | GDA94 | 225 | 0 | 225 | 1303.7 | 1986-08-27 | 1986-11-19 | WATER BORE | STRATIGRAPHIC
946 | 1467 | 23634 | WMC BANMIRRA 1 | -25.481 | 144.0439 | GDA94 | 217.1 | 5.7 | 222.8 | 2065 | 1986-11-12 | 1986-11-26 | PLUGGED AND ABANDONED | PETROLEUM
1141 | 1471 |  | GSQ CONNEMARA 1 | -24.4985 | 141.397 | GDA94 | 155 | 0 | 155 | 1268.4 | 1987-04-10 | 1987-07-09 | PLUGGED AND ABANDONED | STRATIGRAPHIC
948 | 1478 | 23630 | NMX OPAL 1 | -26.036 | 143.8412 | GDA94 | 200.7 | 5.6 | 206.3 | 1817.5 | 1987-03-18 | 1987-03-27 | PLUGGED AND ABANDONED | PETROLEUM
NIL | 1482 | 23473 | EHN STRATAVON 1 | -24.0974 | 144.8684 | GDA94 | 225.9 | 4.1 | 230 | 1198 | 1985-12-01 | 1985-12-07 | WATER BORE | PETROLEUM
1093 | 1492 | 23568 | AAU CARANNA 1 | -25.3479 | 145.3717 | GDA94 | 344.8 | 3.8 | 348.6 | 1458.5 | 1987-04-26 | 1987-05-07 | WATER BORE | PETROLEUM
NIL | 1511 | 23566 | AAU EMU CREEK 1 | -25.9435 | 145.0131 | GDA94 | 377.1 | 3.8 | 380.9 | 1327 | 1987-04-10 | 1987-04-19 | WATER BORE | PETROLEUM
1137 | 1526 | 23647 | MRE RANGOON 1 | -23.7251 | 142.5901 | GDA94 | 212.2 | 3.7 | 215.9 | 1424 | 1987-08-31 | 1987-09-16 | WATER BORE | PETROLEUM
NIL | 1562 | 23756 | BUO DENBIGH DOWNS 1 | -22.2266 | 141.4431 | GDA94 | 218.6 | 4.6 | 223.2 | 1008.9 | 1988-03-19 | 1988-03-26 | WATER BORE | PETROLEUM
1127 | 1607 | 23691 | MRE ELVO 1 | -23.3224 | 142.0748 | GDA94 | 192.7 | 3.8 | 196.5 | 1750 | 1987-08-10 | 1987-08-27 | WATER BORE | PETROLEUM
915 | 1680 |  | BMR BOULIA 10A | -22.6985 | 140.7678 | GDA94 | - | - | - |  |  | 1981-01-01 | PLUGGED AND ABANDONED | STRATIGRAPHIC
915 | 1681 |  | BMR BOULIA 10B | -22.7054 | 140.7692 | GDA94 | - | - | - | 54 | 1981-10-16 | 1981-10-18 | PLUGGED AND ABANDONED | STRATIGRAPHIC
NIL | 1687 |  | BMR BUCHANAN 6 | -21.4501 | 145.9639 | GDA94 | - | - | - |  |  | 1966-01-01 | PLUGGED AND ABANDONED | STRATIGRAPHIC
NIL | 1688 |  | BMR BUCHANAN 7 | -21.4721 | 146.6669 | GDA94 | - | - | - |  |  | 1967-01-01 | PLUGGED AND ABANDONED | STRATIGRAPHIC
NIL | 1721 |  | BMR GALILEE 2 | -21.2518 | 146.3994 | GDA94 | - | - | - |  |  | 1967-01-01 | PLUGGED AND ABANDONED | STRATIGRAPHIC
NIL | 1724 |  | BMR GALILEE 5 | -21.2046 | 146.5328 | GDA94 | - | - | - |  |  | 1967-01-01 | PLUGGED AND ABANDONED | STRATIGRAPHIC
NIL | 1730 |  | BMR GILBERTON 2 | -19.8485 | 142.8095 | GDA94 | - | - | - | 243.9 |  | 1970-01-01 | PLUGGED AND ABANDONED | STRATIGRAPHIC
NIL | 1749 |  | BMR JERICHO 7 | -23.8554 | 145.8492 | GDA94 | - | - | - | 126 | 1966-10-04 | 1966-10-05 | PLUGGED AND ABANDONED | STRATIGRAPHIC
NIL | 1750 |  | BMR JERICHO 8 | -23.8262 | 145.9256 | GDA94 | - | - | - | 42.7 | 1966-10-06 | 1966-10-08 | PLUGGED AND ABANDONED | STRATIGRAPHIC
NIL | 1751 |  | BMR JERICHO 9 | -23.869 | 145.7872 | GDA94 | - | - | - | 122.5 | 1966-10-06 | 1966-10-08 | PLUGGED AND ABANDONED | STRATIGRAPHIC
NIL | 1759 |  | BMR LONGREACH 6 | -23.6248 | 145.3222 | GDA94 | - | - | - | 41 | 1980-09-03 | 1980-09-04 | PLUGGED AND ABANDONED | STRATIGRAPHIC
NIL | 1767 |  | BMR MCKINLAY 1 | -21.4485 | 141.8178 | GDA94 | - | - | - |  |  | 1974-01-01 | PLUGGED AND ABANDONED | STRATIGRAPHIC
1069 | 1971 | 23638 | HEP BARWINOCK 1 | -25.4046 | 145.9084 | GDA94 | 390.45 | 4.57 | 395.02 | 1721.51 | 1988-12-01 | 1988-12-16 | WATER BORE | PETROLEUM
989 | 2010 | 23636 | BRP WAIORA 1 | -21.6257 | 143.0745 | GDA94 | 217 | 4.6 | 221.6 | 1122.6 | 1988-12-15 | 1988-12-21 | WATER BORE | PETROLEUM
1093 | 2028 |  | BMR ADAVALE 1 | -25.0007 | 145.3736 | GDA94 | - | - | - | 73.2 | 1966-09-01 | 1966-09-15 | PLUGGED AND ABANDONED | STRATIGRAPHIC
1069 | 2029 |  | BMR AUGATHELLA 1 | -25.1943 | 145.9714 | GDA94 | - | 0 | - | 31.7 |  | 1966-07-01 | PLUGGED AND ABANDONED | STRATIGRAPHIC
1069 | 2030 |  | BMR AUGATHELLA 2 | -25.1879 | 145.9223 | GDA94 | - | - | - | 46.6 |  | 1966-07-01 | PLUGGED AND ABANDONED | STRATIGRAPHIC
1020 | 2031 |  | BMR AUGATHELLA 3 | -25.1043 | 146.6989 | GDA94 | - | - | - | 118 |  | 1966-09-01 | PLUGGED AND ABANDONED | STRATIGRAPHIC
1069 | 2032 |  | BMR AUGATHELLA 4 | -25.324 | 145.8048 | GDA94 | - | - | - | 53.9 |  | 1966-10-01 | PLUGGED AND ABANDONED | STRATIGRAPHIC
1020 | 2033 |  | BMR AUGATHELLA 5 | -25.6004 | 146.347 | GDA94 | - | - | - | 31.7 | 1980-09-11 | 1980-09-12 | PLUGGED AND ABANDONED | STRATIGRAPHIC
1020 | 2034 |  | BMR AUGATHELLA 6 | -25.6021 | 146.0942 | GDA94 | - | - | - | 99.4 | 1980-09-14 | 1980-09-15 | PLUGGED AND ABANDONED | STRATIGRAPHIC
1020 | 2035 |  | BMR AUGATHELLA 7 | -25.0276 | 146.7017 | GDA94 | - | - | - | 99.3 | 1980-09-16 | 1980-09-17 | PLUGGED AND ABANDONED | STRATIGRAPHIC
NIL | 2093 |  | BMR CHARLEVILLE 1 | -26.1754 | 146.0145 | GDA94 | - | - | - | 67.1 |  | 1968-01-01 | PLUGGED AND ABANDONED | STRATIGRAPHIC
NIL | 2094 |  | BMR CHARLEVILLE 2 | -26.4129 | 146.0575 | GDA94 | - | - | - | 49 | 1980-09-19 | 1980-09-20 | PLUGGED AND ABANDONED | STRATIGRAPHIC
1070 | 2095 |  | BMR CHARLEVILLE 3 | -26.4734 | 146.3345 | GDA94 | - | - | - | 91 | 1981-05-13 | 1981-05-17 | PLUGGED AND ABANDONED | STRATIGRAPHIC
1070 | 2096 |  | BMR CHARLEVILLE 3A | -26.4734 | 146.3345 | GDA94 | - | - | - | 85.7 | 1981-05-18 | 1981-05-24 | PLUGGED AND ABANDONED | STRATIGRAPHIC
1070 | 2097 |  | BMR CHARLEVILLE 4 | -26.1868 | 146.3628 | GDA94 | - | - | - | 77 | 1981-05-28 | 1981-06-05 | PLUGGED AND ABANDONED | STRATIGRAPHIC
1070 | 2098 |  | BMR CHARLEVILLE 4A | -26.1868 | 146.3628 | GDA94 | - | - | - | 32.1 | 1981-06-09 | 1981-06-13 | PLUGGED AND ABANDONED | STRATIGRAPHIC
NIL | 2099 |  | BMR CHARLEVILLE 5 | -26.3865 | 146.0356 | GDA94 | - | - | - | 78.8 | 1981-06-15 | 1981-06-19 | PLUGGED AND ABANDONED | STRATIGRAPHIC
1072 | 2100 |  | BMR CHARLEVILLE 6 | -26.8318 | 146.1512 | GDA94 | 275 | - | - | 85.2 | 1981-11-19 | 1981-11-22 | PLUGGED AND ABANDONED | STRATIGRAPHIC
1072 | 2101 |  | BMR CHARLEVILLE 7 | -26.8318 | 146.1512 | GDA94 | 274 | - | - | 151.8 | 1981-12-02 | 1981-12-05 | PLUGGED AND ABANDONED | STRATIGRAPHIC
1095 | 2191 |  | BMR MITCHELL 6 | -25.9984 | 147.4836 | GDA94 | - | - | - | 53.3 |  | 1965-01-01 | PLUGGED AND ABANDONED | STRATIGRAPHIC
NIL | 2192 |  | BMR MITCHELL 7 | -26.1734 | 147.1711 | GDA94 | - | - | - | 80.8 |  | 1965-01-01 | PLUGGED AND ABANDONED | STRATIGRAPHIC
1048 | 2229 |  | BMR TAMBO 5 | -24.7698 | 146.2314 | GDA94 | - | - | - | 84.9 |  | 1966-01-01 | PLUGGED AND ABANDONED | STRATIGRAPHIC
863 | 2230 |  | BMR TAMBO 6 | -24.8296 | 145.9503 | GDA94 | - | - | - | 64 |  | 1966-01-01 | PLUGGED AND ABANDONED | STRATIGRAPHIC
1048 | 2231 |  | BMR TAMBO 7 | -24.2684 | 146.4178 | GDA94 | - | - | - | 76.7 |  | 1966-01-01 | PLUGGED AND ABANDONED | STRATIGRAPHIC
NIL | 2232 |  | BMR TAMBO 8 | -24.2032 | 146.5414 | GDA94 | - | - | - | 66.1 |  | 1966-01-01 | PLUGGED AND ABANDONED | STRATIGRAPHIC
NIL | 2233 |  | BMR TAMBO 9 | -24.1471 | 146.5378 | GDA94 | - | - | - | 52.4 |  | 1966-01-01 | PLUGGED AND ABANDONED | STRATIGRAPHIC
NIL | 2234 |  | BMR TAMBO 32 | -24.0684 | 146.6094 | GDA94 | - | - | - | 74.7 |  | 1965-01-01 | PLUGGED AND ABANDONED | STRATIGRAPHIC
NIL | 2235 |  | BMR TAMBO 33 | -24.1421 | 146.7647 | GDA94 | - | - | - | 54.9 |  | 1965-01-01 | PLUGGED AND ABANDONED | STRATIGRAPHIC
NIL | 2236 |  | BMR TAMBO 34 | -24.1501 | 146.6528 | GDA94 | - | - | - | 65.5 |  | 1965-01-01 | PLUGGED AND ABANDONED | STRATIGRAPHIC
NIL | 2237 |  | BMR TAMBO 35 | -24.2179 | 146.6095 | GDA94 | - | - | - | 93.3 |  | 1965-01-01 | PLUGGED AND ABANDONED | STRATIGRAPHIC
NIL | 2238 |  | BMR TAMBO 36 | -24.2126 | 146.5295 | GDA94 | - | - | - | 51.5 |  | 1965-01-01 | PLUGGED AND ABANDONED | STRATIGRAPHIC
863 | 2239 |  | BMR TAMBO 37 | -24.2485 | 145.6531 | GDA94 | - | - | - | 73.3 | 1980-08-26 | 1980-08-27 | PLUGGED AND ABANDONED | STRATIGRAPHIC
863 | 2240 |  | BMR TAMBO 38 | -24.2485 | 145.6531 | GDA94 | - | - | - | 65.6 | 1980-08-27 | 1980-08-29 | PLUGGED AND ABANDONED | STRATIGRAPHIC
NIL | 2241 |  | BMR TAMBO 39 | -24.0682 | 145.6556 | GDA94 | - | - | - | 99.1 | 1980-08-29 | 1980-09-01 | PLUGGED AND ABANDONED | STRATIGRAPHIC
863 | 2242 |  | BMR TAMBO 40 | -24.5479 | 145.7856 | GDA94 | - | - | - | 70.2 | 1980-09-05 | 1980-09-06 | PLUGGED AND ABANDONED | STRATIGRAPHIC
863 | 2243 |  | BMR TAMBO 41 | -24.4973 | 145.9472 | GDA94 | - | - | - | 47.9 | 1980-09-07 | 1980-09-07 | PLUGGED AND ABANDONED | STRATIGRAPHIC
1020 | 2244 |  | BMR TAMBO 42 | -24.8543 | 146.1064 | GDA94 | - | - | - | 36.3 | 1980-09-08 | 1980-09-08 | PLUGGED AND ABANDONED | STRATIGRAPHIC
1020 | 2245 |  | BMR TAMBO 43 | -24.9915 | 146.1309 | GDA94 | - | - | - | 72 | 1980-09-09 | 1980-09-10 | PLUGGED AND ABANDONED | STRATIGRAPHIC
1020 | 2246 |  | BMR TAMBO 44 | -24.9712 | 146.1581 | GDA94 | - | - | - | 33.2 | 1980-09-10 | 1980-09-11 | PLUGGED AND ABANDONED | STRATIGRAPHIC
946 | 2590 |  | BMR ADAVALE 2 | -25.4265 | 144.342 | GDA94 | - | - | - |  |  | 1967-01-01 | UNKNOWN | STRATIGRAPHIC
1141 | 2676 |  | BMR CONNEMARA 1 | -24.0863 | 141.2462 | GDA94 | - | - | - |  |  | 1966-01-01 | UNKNOWN | STRATIGRAPHIC
1148 | 2677 |  | BMR CONNEMARA 2 | -24.1652 | 141.979 | GDA94 | - | - | - |  |  | 1966-01-01 | UNKNOWN | STRATIGRAPHIC
1050 | 2697 |  | BMR EDDYSTONE 49 | -25.5109 | 147.1906 | GDA94 | - | - | - |  |  | 1964-10-01 | PLUGGED AND ABANDONED | STRATIGRAPHIC
1050 | 2698 |  | BMR EDDYSTONE 50 | -25.5993 | 147.0947 | GDA94 | - | - | - |  |  | 1964-10-01 | PLUGGED AND ABANDONED | STRATIGRAPHIC
NIL | 2699 |  | BMR EDDYSTONE 51 | -25.2598 | 147.4575 | GDA94 | - | - | - |  |  | 1964-10-01 | PLUGGED AND ABANDONED | STRATIGRAPHIC
1050 | 2700 |  | BMR EDDYSTONE 52 | -25.2573 | 147.4689 | GDA94 | - | - | - |  |  | 1964-10-01 | PLUGGED AND ABANDONED | STRATIGRAPHIC
NIL | 2701 |  | BMR EDDYSTONE 53 | -25.334 | 147.8722 | GDA94 | - | - | - |  |  | 1964-10-01 | PLUGGED AND ABANDONED | STRATIGRAPHIC
NIL | 2761 |  | BMR SPRINGSURE 1 | -24.5693 | 147.5664 | GDA94 | - | - | - | 44.2 |  | 1963-10-01 | PLUGGED AND ABANDONED | STRATIGRAPHIC
NIL | 2762 |  | BMR SPRINGSURE 2 | -24.6459 | 147.2478 | GDA94 | - | - | - | 54.9 |  | 1963-01-01 | PLUGGED AND ABANDONED | STRATIGRAPHIC
NIL | 2763 |  | BMR SPRINGSURE 3 | -24.4557 | 147.1111 | GDA94 | - | - | - | 62.5 |  | 1963-01-01 | PLUGGED AND ABANDONED | STRATIGRAPHIC
NIL | 2764 |  | BMR SPRINGSURE 4 | -24.4751 | 147.0611 | GDA94 | - | - | - | 65.2 |  | 1963-01-01 | PLUGGED AND ABANDONED | STRATIGRAPHIC
NIL | 2765 |  | BMR SPRINGSURE 5 | -24.3796 | 147.2417 | GDA94 | - | - | - | 62.5 |  | 1963-01-01 | PLUGGED AND ABANDONED | STRATIGRAPHIC
NIL | 2766 |  | BMR SPRINGSURE 6 | -24.2743 | 147.1544 | GDA94 | - | - | - | 48.8 |  | 1963-01-01 | PLUGGED AND ABANDONED | STRATIGRAPHIC
NIL | 2767 |  | BMR SPRINGSURE 7 | -24.2551 | 147.1569 | GDA94 | - | - | - | 33.5 |  | 1963-01-01 | PLUGGED AND ABANDONED | STRATIGRAPHIC
NIL | 2768 |  | BMR SPRINGSURE 8 | -24.2062 | 147.1336 | GDA94 | - | - | - | 45.7 |  | 1963-01-01 | PLUGGED AND ABANDONED | STRATIGRAPHIC
NIL | 2769 |  | BMR SPRINGSURE 9 | -24.114 | 147.2033 | GDA94 | - | - | - | 62.5 |  | 1963-01-01 | PLUGGED AND ABANDONED | STRATIGRAPHIC
NIL | 2770 |  | BMR SPRINGSURE 10 | -24.1507 | 147.3747 | GDA94 | - | - | - | 12.2 |  | 1963-01-01 | PLUGGED AND ABANDONED | STRATIGRAPHIC
NIL | 2771 |  | BMR SPRINGSURE 11 | -24.1471 | 147.3758 | GDA94 | - | - | - | 42.7 |  | 1963-01-01 | PLUGGED AND ABANDONED | STRATIGRAPHIC
NIL | 2772 |  | BMR SPRINGSURE 12 | -24.3943 | 148.0536 | GDA94 | - | - | - | 24.4 |  | 1963-01-01 | PLUGGED AND ABANDONED | STRATIGRAPHIC
NIL | 2773 |  | BMR SPRINGSURE 13 | -24.7584 | 147.3631 | GDA94 | - | - | - | 76.2 |  | 1963-01-01 | PLUGGED AND ABANDONED | STRATIGRAPHIC
NIL | 2774 |  | BMR SPRINGSURE 14 | -24.7568 | 147.3569 | GDA94 | - | - | - | 70.1 |  | 1963-01-01 | PLUGGED AND ABANDONED | STRATIGRAPHIC
NIL | 2775 |  | BMR SPRINGSURE 15 | -24.7471 | 147.3489 | GDA94 | - | - | - | 76.2 |  | 1963-01-01 | PLUGGED AND ABANDONED | STRATIGRAPHIC
NIL | 2776 |  | BMR SPRINGSURE 37 | -24.1218 | 147.2353 | GDA94 | - | - | - |  |  | 1964-10-01 | PLUGGED AND ABANDONED | STRATIGRAPHIC
NIL | 2777 |  | BMR SPRINGSURE 38 | -24.1218 | 147.2819 | GDA94 | - | - | - |  |  | 1964-01-01 | PLUGGED AND ABANDONED | STRATIGRAPHIC
1093 | 2858 | 22504 | PPC GILMORE 2 | -25.3993 | 144.8556 | GDA94 | 292.3 | 4.3 | 296.6 | 4143.1 | 1965-04-09 | 1965-10-29 | PLUGGED AND ABANDONED | PETROLEUM
PL 65 | 2859 | 22512 | PPC GILMORE 3 | -25.3371 | 144.8467 | GDA94 | 295 | 7.7 | 302.7 | 4205.3 | 1965-05-20 | 1965-12-22 | SUSPENDED/CAPPED/SHUT-IN | PETROLEUM
PL 65 | 2860 | 22521 | PPC GILMORE 4 | -25.3424 | 144.7917 | GDA94 | 313.9 | 7.7 | 321.6 | 2076.3 | 1966-01-14 | 1966-02-23 | PLUGGED AND ABANDONED | PETROLEUM
PL 65 | 2861 | 22558 | PPC GILMORE 4A | -25.3412 | 144.7923 | GDA94 | 313.9 | 7.1 | 321 | 3899.6 | 1966-03-11 | 1966-07-31 | SUSPENDED/CAPPED/SHUT-IN | PETROLEUM
PL 256 | 50044 |  | OCA BARGIE 1 | -26.4732 | 143.7381 | GDA94 | 195.97 | 4 | 199.97 | 1732 | 1994-01-02 | 1994-01-15 | PRODUCING HYDROCARBONS | PETROLEUM
PL 256 | 50045 |  | OCA BARGIE 2 | -26.4807 | 143.7367 | GDA94 | 204 | 5.3 | 209.3 | 1696.3 | 1995-04-26 | 1995-06-12 | PLUGGED AND ABANDONED | PETROLEUM
PL 256 | 50046 |  | OCA BARGIE 3 | -26.451 | 143.7479 | GDA94 | 185.6 | 5.3 | 190.9 | 1686.5 | 1995-05-14 | 1995-05-26 | PLUGGED AND ABANDONED | PETROLEUM
NIL | 50056 |  | JOC BLONDIE 1 | -26.6085 | 144.5512 | GDA94 | 213 | 3 | 216 | 1036.32 | 1993-07-09 | 1993-07-25 | PLUGGED AND ABANDONED | PETROLEUM
1015 | 50113 |  | EEA FLEETWOOD 1 | -22.1071 | 145.8517 | GDA94 | 323.66 | 2.4 | 326.06 | 1236.8 | 1993-06-01 | 1993-07-25 | PLUGGED AND ABANDONED | PETROLEUM
864 | 50155 |  | RPN MCVERRY 1 | -24.104 | 144.7847 | GDA94 | 221.5 | 4.4 | 225.9 | 1642 | 1995-05-31 | 1995-06-10 | PLUGGED AND ABANDONED | PETROLEUM
PL 65 | 50184 |  | AGA PHFARLET 1 | -25.3532 | 144.8395 | GDA94 | 321.87 | 6.1 | 327.97 | 4130 | 1992-04-20 | 1992-06-28 | PRODUCING HYDROCARBONS | PETROLEUM
PL 65 | 50185 |  | AGA PHFARLET 2 | -25.3599 | 144.8275 | GDA94 | 325.83 | 66.1 | 391.93 | 3997.5 | 1992-08-30 | 1992-12-12 | PRODUCING HYDROCARBONS | PETROLEUM
863 | 50319 |  | EEC CARLOW EAST 1 | -24.846 | 145.4686 | GDA94 | 287.65 | 6.1 | 293.75 | 2061 | 1996-04-29 | 1996-05-24 | PLUGGED AND ABANDONED | PETROLEUM
NIL | 50321 |  | VIP MCIVER 1 | -26.3085 | 143.9762 | GDA94 | 238.83 | 4.3 | 243.13 | 1405.2 | 1996-05-01 | 1996-05-13 | PLUGGED AND ABANDONED | PETROLEUM
PL 65 | 50337 |  | AGA GILMORE 5 | -25.3457 | 144.8298 | GDA94 | 320 | 6.1 | 326.1 | 3851 | 1996-06-23 | 1996-08-13 | PRODUCING HYDROCARBONS | PETROLEUM
NIL | 52061 |  | RPN SPELTZ 1 | -23.8143 | 145.2142 | GDA94 | 263.3 | 5.8 | 269.1 | 1830 | 1996-06-02 | 1996-06-16 | PLUGGED AND ABANDONED | PETROLEUM
944 | 52115 |  | RPN SANDS 1 | -25.0921 | 143.8451 | GDA94 | 186.3 | 4.4 | 190.7 | 1722 | 1996-12-20 | 1996-12-31 | PLUGGED AND ABANDONED | PETROLEUM
560 | 57344 |  | IOD UELEVEN 1 | -26.5804 | 143.9095 | GDA94 | 220 | 6 | 226 | 1189 | 1997-11-20 | 1997-11-28 | PLUGGED AND ABANDONED | PETROLEUM
NIL | 57349 |  | LSE DUFF GORDON 1 | -26.6124 | 144.5548 | GDA94 | 212.75 | 3.04 | 215.79 | 658.4 | 1997-04-01 | 1997-09-10 | PLUGGED AND ABANDONED | PETROLEUM
865 | 57388 |  | IOD PARADISE 1 | -26.0815 | 144.3962 | GDA94 | 253.4 | 6 | 259.4 | 2412 | 1998-04-19 | 1998-05-09 | PLUGGED AND ABANDONED | PETROLEUM
NIL | 57577 |  | OCA BUNGINDERRY 1 | -26.4237 | 143.7248 | GDA94 | 175.6 | 5.1 | 180.7 | 1801 | 1999-11-01 | 1999-11-10 | PLUGGED AND ABANDONED | PETROLEUM
989 | 57667 |  | TWO MCQUEEN 1 | -22.1057 | 142.6273 | GDA94 | 190.97 | 4 | 194.97 | 1511 | 2000-09-11 | 2000-09-24 | WATER BORE | PETROLEUM
817 | 58237 |  | TOG PINNACLE CREEK 1 | -24.1273 | 148.1172 | GDA94 | 392.45 | 4.27 | 396.72 | 1559 | 2001-11-14 | 2001-12-03 | WATER BORE | PETROLEUM
PL 256 | 58512 |  | BPL BARGIE 4 | -26.4551 | 143.7515 | GDA94 | 189.9 | 4.6 | 194.5 | 1669 | 2003-10-26 | 2003-11-03 | PLUGGED AND ABANDONED | PETROLEUM
PL 267 | 61251 |  | OEC CONDABRI 5 | -26.7804 | 144.2267 | GDA94 | 303.1 | 4.3 | 307.4 | 573 | 2008-05-20 | 2008-05-25 | SUSPENDED/CAPPED/SHUT-IN | COAL SEAM GAS
PL 267 | 61265 |  | OEC CONDABRI 4 | -26.7803 | 144.2262 | GDA94 | 304 | 4.3 | 308.3 | 752 | 2008-05-25 | 2008-06-05 | SUSPENDED/CAPPED/SHUT-IN | COAL SEAM GAS
PL 267 | 61331 |  | OEC CONDABRI 7 | -26.7869 | 144.2278 | GDA94 | 298 | 4.3 | 302.3 | 579 | 2008-06-13 | 2008-06-19 | SUSPENDED/CAPPED/SHUT-IN | COAL SEAM GAS
PL 267 | 61332 |  | OEC CONDABRI 6 | -26.7831 | 144.2305 | GDA94 | 297 | 4.3 | 301.3 | 571 | 2008-06-07 | 2008-06-12 | SUSPENDED/CAPPED/SHUT-IN | COAL SEAM GAS
560 | 61823 |  | BOW PEBBLE HILL 1 | -25.9336 | 143.9631 | GDA94 | 239 | - | - | 387.24 | 2009-01-15 | 2009-02-07 | SUSPENDED/CAPPED/SHUT-IN | COAL SEAM GAS
NIL | 62158 |  | AJC WOLOLLA 1 | -23.675 | 146.0333 | GDA94 | 359 | - | - | 1523 | 2009-04-12 | 2009-05-12 | UNKNOWN | PETROLEUM
1020 | 62884 |  | LOD LODESTONE 1 | -24.9878 | 146.5753 | GDA94 | 509.6 | - | - | 59 | 2010-01-26 | 2010-03-25 | PLUGGED AND ABANDONED | COAL SEAM GAS
1020 | 62885 |  | LOD LODESTONE 2 | -25.1875 | 146.7489 | GDA94 | 525.45 | - | - | 345 | 2009-12-10 | 2010-01-22 | PLUGGED AND ABANDONED | COAL SEAM GAS
973 | 63772 |  | AUS CARINYA SOUTH 3 | -26.7088 | 144.0592 | GDA94 | 330 | - | - | 1205 | 2010-05-20 | 2010-05-30 | SUSPENDED/CAPPED/SHUT-IN | COAL SEAM GAS
1020 | 63808 |  | LOD LODESTONE 1A | -24.9878 | 146.5753 | GDA94 | 509.6 | - | - | 200 | 2010-01-29 | 2010-03-25 | PLUGGED AND ABANDONED | COAL SEAM GAS
999 | 1376 |  | AMX TOOBRAC 1 | [6 empty] | 1125 |  | 1985-04-07 |  | PETROLEUM
1032 | 1769 |  | BMR RICHMOND 2 | [6 empty] | 79.2 |  |  | PLUGGED AND ABANDONED | STRATIGRAPHIC

## Table D-1
Table D-1 Summary of the available Galilee Basin groundwater level data
DERM Registration Number | Formation Name | Date | Groundwater Level (m bGL) | S.W.L (m)(1) | Tenement | (1) SWL = Static Water Level. Negative values, m below ground level. Positive values, m above ground level
65 | Unknown | 1980-06-26 |  | 7.6 | 529
65 | Unknown | 1980-06-26 |  | 7.6 | 529
65 | Unknown | 1987-04-10 |  | 10.62 | 529
65 | Unknown | 2001-09-17 |  | 9.78 | 529
308 | Unknown | 1901-01-01 |  | 76.2 | 529
308 | Unknown | 1914-08-06 |  | 42.06 | 529
308 | Unknown | 1931-04-09 |  | 28.96 | 529
308 | Unknown | 1931-10-20 |  | 13.11 | 529
308 | Unknown | 1948-09-07 |  | 3.88 | 529
308 | Unknown | 1951-08-08 |  | 26.76 | 529
308 | Unknown | 1957-12-20 |  | 26.24 | 529
308 | Unknown | 1975-05-25 |  | 25.5 | 529
308 | Unknown | 1988-09-26 |  | 24.52 | 529
1631 | Unknown | 1907-01-01 |  | -1.52 | 529
1631 | Unknown | 1913-04-25 |  | -11.58 | 529
1631 | Unknown | 1918-04-14 |  | -21.34 | 529
1631 | Unknown | 1938-11-01 |  | -27.43 | 529
1646 | Hutton Sandstone | 1912-11-06 | -4.04 |  | 529
1646 | Unknown | 1912-11-06 |  | -4.04 | 529
1646 | Hutton Sandstone | 1935-08-30 | -7.32 |  | 529
1646 | Unknown | 1935-08-30 |  | -7.32 | 529
1646 | Unknown | 1937-03-17 |  | -10.06 | 529
1646 | Hutton Sandstone | 1937-08-17 | -10.06 |  | 529
1646 | Unknown | 1948-09-08 |  | -10.67 | 529
1646 | Hutton Sandstone | 1952-08-07 | -11.28 |  | 529
1646 | Unknown | 1952-08-07 |  | -11.28 | 529
1646 | Hutton Sandstone | 1965-07-05 | -8.5 |  | 529
1646 | Unknown | 1965-07-05 |  | -8.46 | 529
1646 | Unknown | 2004-02-24 |  | -7.2 | 529
1647 | Unknown | 1986-12-17 |  | 5.93 | 529
1647 | Unknown | 1993-03-30 |  | 4.09 | 529
1648 | Unknown | 1935-09-02 |  | -8.53 | 529
1648 | Unknown | 1939-05-20 |  | -6.1 | 529
1648 | Unknown | 1948-09-07 |  | -6.25 | 529
1649 | Unknown | 1912-11-05 |  | -0.43 | 529
1649 | Unknown | 1913-05-26 |  | -0.98 | 529
1649 | Unknown | 1935-08-31 |  | -6.1 | 529
1649 | Unknown | 1948-04-20 |  | -6.1 | 529
1649 | Unknown | 1965-07-06 |  | -7.16 | 529
1650 | Unknown | 1908-05-01 |  | 12.19 | 529
1650 | Unknown | 1996-03-12 |  | 2.35 | 529
1650 | Unknown | 2000-06-21 |  | 3.37 | 529
1651 | Unknown | 1996-03-13 |  | 3.37 | 529
1651 | Unknown | 2000-06-21 |  | 37 | 529
1651 | Unknown | 2010-08-09 |  | 3.58 | 529
1652 | Unknown | 1912-11-01 |  | 18.29 | 529
1653 | Unknown | 1927-09-29 |  | 21.11 | 529
1921 | Unknown | 2002-10-31 |  | 9.09 | 529
1926 | Unknown | 1907-01-01 |  | 28.96 | 529
3857 | Unknown | 1989-01-16 |  | 6.64 | 529
3857 | Unknown | 2001-09-05 |  | 6.64 | 529
3858 | Unknown | 1929-08-19 |  | -5.79 | 529
3858 | Unknown | 1935-09-02 |  | -4.88 | 529
3858 | Unknown | 1944-11-10 |  | -4.97 | 529
3858 | Unknown | 1953-07-08 |  | -8.53 | 529
3858 | Unknown | 1960-03-11 |  | -9.75 | 529
3858 | Unknown | 1965-04-15 |  | -10.97 | 529
3858 | Wallumbilla Formation | 1967-07-11 | -10.64 |  | 529
3858 | Unknown | 1967-07-13 |  | -10.59 | 529
3858 | Unknown | 1967-10-09 |  | -10.59 | 529
3858 | Unknown | 1969-01-16 |  | -10.67 | 529
3859 | Unknown | 1935-09-01 |  | -4.26 | 529
3859 | Unknown | 1935-09-25 |  | -4.88 | 529
3859 | Unknown | 1939-08-20 |  | -6.1 | 529
3859 | Unknown | 1944-11-14 |  | -9.14 | 529
3859 | Unknown | 1960-03-11 |  | -7.62 | 529
3859 | Unknown | 1965-05-01 |  | -7.62 | 529
3859 | Unknown | 1968-05-01 |  | 18.29 | 529
3859 | Unknown | 1972-03-01 |  | 18.29 | 529
3859 | Unknown | 2004-02-17 |  | -6.79 | 529
4008 | Unknown | 1989-01-17 |  | 17.67 | 529
4008 | Unknown | 2000-10-24 |  | 19.21 | 529
4302 | Unknown | 1952-02-01 |  | 0 | 529
4305 | Hutton Sandstone | 1906-01-01 | 7 |  | 529
4305 | Unknown | 1906-01-01 |  | 7.01 | 529
4305 | Unknown | 2003-04-15 |  | 4.34 | 529
4305 | Unknown | 2010-05-17 |  | 6.55 | 529
4305 | Unknown | 2010-09-16 |  | 6.3 | 529
5001 | Hutton Sandstone | 1919-01-01 | -103.6 |  | 529
5001 | Unknown | 1935-09-27 |  | 21.83 | 529
5001 | Hutton Sandstone | 1971-12-01 | 17.81 |  | 529
5001 | Unknown | 1974-10-12 |  | 17.52 | 529
5001 | Hutton Sandstone | 1974-10-17 | 17.52 |  | 529
5001 | Unknown | 1974-10-17 |  | 17.57 | 529
5001 | Unknown | 1985-09-13 |  | 17.47 | 529
5005 | Hooray Sandstone | 1935-09-03 | -6.1 |  | 529
7762 | Unknown | 1918-01-01 | -21.3 |  | 529
10679 | Unknown | 1947-02-22 |  | 18.29 | 529
10679 | Unknown | 1983-07-09 |  | 15.51 | 529
10679 | Unknown | 1985-02-20 |  | 16.45 | 529
10679 | Unknown | 1989-09-12 |  | 16.41 | 529
10679 | Unknown | 1993-09-22 |  | 16.45 | 529
10679 | Unknown | 1996-05-13 |  | 16.34 | 529
10679 | Unknown | 2000-08-31 |  | 15.83 | 529
10679 | Unknown | 2003-06-21 |  | 15.3 | 529
10679 | Unknown | 2006-01-31 |  | 16.32 | 529
10679 | Unknown | 2009-11-17 |  | 16.98 | 529
10679 | Unknown | 2010-10-14 |  | 16.95 | 529
11295 | Unknown | 1949-05-21 |  | 14.79 | 529
11295 | Unknown | 1965-04-01 |  | 5.99 | 529
11295 | Unknown | 1971-11-24 |  | 13.28 | 529
11295 | Unknown | 1971-11-24 |  | 6.52 | 529
11295 | Unknown | 1985-03-13 |  | 12.46 | 529
11295 | Unknown | 2001-09-07 |  | 11.75 | 529
11369 | Unknown | 1950-01-31 |  | 14.79 | 529
11369 | Hutton Sandstone | 1950-02-01 | 15.7 |  | 529
11369 | Unknown | 1950-04-28 |  | 15.4 | 529
11369 | Unknown | 1988-11-21 |  | 14.51 | 529
11369 | Unknown | 1990-11-20 |  | 14.61 | 529
11369 | Unknown | 1993-03-29 |  | 14.61 | 529
11369 | Unknown | 1996-04-02 |  | 14.3 | 529
11369 | Unknown | 2000-06-15 |  | 14.91 | 529
11369 | Unknown | 2003-03-07 |  | 14.76 | 529
11369 | Unknown | 2006-02-02 |  | 16.06 | 529
11369 | Unknown | 2010-03-10 |  | 17.48 | 529
12373 | Unknown | 1952-07-28 | -43.9 |  | 529
12373 | Unknown | 1994-01-25 |  | 33 | 529
13770 | Unknown | 1958-10-08 | -24.69 |  | 529
13771 | Mackunda Formation | 1958-06-10 | -32 |  | 529
13995 | Mackunda Formation | 1955-12-09 | -33.83 |  | 529
13996 | Mackunda Formation | 1958-03-23 | -60.66 |  | 529
13997 | Mackunda Formation | 1956-04-28 | -27.43 |  | 529
51355 | Unknown | 1983-04-12 | -30 |  | 529
93613 | Unknown | 1999-08-05 |  | 10.01 | 529
93613 | Unknown | 2002-07-24 |  | 10.32 | 529
93613 | Unknown | 2003-03-18 |  | 10.2 | 529
118009 | Unknown | 2003-03-28 |  | 26.46 | 529
118304 | Unknown | 2005-08-22 |  | 7.15 | 529
118304 | Unknown | 2006-01-30 |  | 8.37 | 529
118550 | Unknown | 2005-07-26 |  | -25 | 529
118976 | Unknown | 2007-10-10 |  | 14.81 | 529
118976 | Unknown | 2008-03-13 |  | 18.55 | 529
118977 | Unknown | 2008-03-12 |  | 15.17 | 529
146118 | Unknown | 2009-04-21 |  | 10.59 | 529
146120 | Unknown | 2008-10-24 |  | -27 | 529
146209 | Unknown | 2009-11-06 |  | 7.66 | 529
146209 | Unknown | 2010-04-15 |  | 11.53 | 529
146215 | Unknown | 2009-12-01 |  | 10.22 | 529
146273 | Unknown | 2010-03-10 |  | 12.26 | 529
146273 | Unknown | 2010-04-14 |  | 12.04 | 529
146291 | Unknown | 2010-08-17 |  | 7.04 | 529
105 | Unknown | 1/04/1886 | -24.4 |  | 578 | NO CURRENT TENURE
2350 | Hutton Sandstone | 1964-10-19 | -22.2 |  | 578 | NO CURRENT TENURE
2352 | Hutton Sandstone | 1912-01-01 | -9.7 |  | 578 | NO CURRENT TENURE
2368 | Mackunda Formation | 1915-01-01 | -44.81 |  | 578 | NO CURRENT TENURE
2371 | Mackunda Formation | 1980-08-13 | -51.8 |  | 578 | NO CURRENT TENURE
2372 | Mackunda Formation | 1980-08-13 | -39.6 |  | 578 | NO CURRENT TENURE
2380 | Unknown | 1912-01-01 | -30.5 |  | 578 | NO CURRENT TENURE
2381 | Unknown | 1912-01-01 | -32.9 |  | 578 | NO CURRENT TENURE
2382 | Unknown | 1912-01-01 | -33.5 |  | 578 | NO CURRENT TENURE
3167 | Unknown | 1916-03-06 | -21.4 |  | 578 | NO CURRENT TENURE
3167 | Unknown | 1977-04-15 | -39.6 |  | 578 | NO CURRENT TENURE
3167 | Unknown | 1/01/1899 | -9.1 |  | 578 | NO CURRENT TENURE
3170 | Unknown | 1916-02-16 | -26.8 |  | 578 | NO CURRENT TENURE
3178 | Unknown | 1916-10-01 | -36.6 |  | 578 | NO CURRENT TENURE
3179 | Unknown | 1915-05-01 | -26.8 |  | 578 | NO CURRENT TENURE
3180 | Unknown | 1914-05-01 | -30.5 |  | 578 | NO CURRENT TENURE
3181 | Unknown | 1914-06-01 | -26.2 |  | 578 | NO CURRENT TENURE
3182 | Unknown | 1914-06-01 | -22.2 |  | 578 | NO CURRENT TENURE
3188 | Unknown | 1938-09-01 | -50.3 |  | 578 | NO CURRENT TENURE
3189 | Unknown | 1910-06-01 | -82.3 |  | 578 | NO CURRENT TENURE
3191 | Mackunda Formation | 1937-07-12 | -44.8 |  | 578 | NO CURRENT TENURE
3192 | Unknown | 1916-05-05 | -54.9 |  | 578 | NO CURRENT TENURE
3193 | Unknown | 1912-08-01 | -62.8 |  | 578 | NO CURRENT TENURE
3194 | Unknown | 1916-07-01 | -45.1 |  | 578 | NO CURRENT TENURE
3195 | Mackunda Formation | 1937-07-12 | -61 |  | 578 | NO CURRENT TENURE
3196 | Mackunda Formation | 1978-04-01 | -51.82 |  | 578 | NO CURRENT TENURE
3384 | Winton Formation | 1910-01-01 | -62.2 |  | 578 | NO CURRENT TENURE
3386 | Unknown | 1910-01-01 | -30.5 |  | 578 | NO CURRENT TENURE
3843 | Unknown | 1914-01-01 | -46.3 |  | 578 | NO CURRENT TENURE
5993 | Unknown | 1923-01-01 | -30.9 |  | 578 | NO CURRENT TENURE
6478 | Unknown | 1916-01-01 | -45.7 |  | 578 | NO CURRENT TENURE
6947 | Winton Formation | 1938-08-06 | -27.4 |  | 578 | NO CURRENT TENURE
7380 | Unknown | 1934-01-01 | -76.2 |  | 578 | NO CURRENT TENURE
7380 | Unknown | 1965-05-25 | -60.96 |  | 578 | NO CURRENT TENURE
7381 | Unknown | 1965-05-25 | -73.15 |  | 578 | NO CURRENT TENURE
9059 | Winton Formation | 1941-07-15 | -51.8 |  | 578 | NO CURRENT TENURE
9180 | Mackunda Formation | 1943-02-20 | -28.6 |  | 578 | NO CURRENT TENURE
9279 | Mackunda Formation | 1935-01-01 | -51.8 |  | 578 | NO CURRENT TENURE
9282 | Mackunda Formation | 1943-04-02 | -39.62 |  | 578 | NO CURRENT TENURE
9295 | Unknown | 1977-04-01 | -39.6 |  | 578 | NO CURRENT TENURE
9305 | Unknown | 1924-01-01 | -45.7 |  | 578 | NO CURRENT TENURE
9903 | Mackunda Formation | 1943-01-01 | -21.3 |  | 578 | NO CURRENT TENURE
10367 | Winton Formation | 1945-03-17 | -61 |  | 578 | NO CURRENT TENURE
10371 | Mackunda Formation | 1946-01-01 | -50.6 |  | 578 | NO CURRENT TENURE
10656 | Mackunda Formation | 1946-03-26 | -53.3 |  | 578 | NO CURRENT TENURE
10899 | Mackunda Formation | 1946-12-22 | -42.67 |  | 578 | NO CURRENT TENURE
10920 | Mackunda Formation | 1947-06-14 | -30.5 |  | 578 | NO CURRENT TENURE
10995 | Mackunda Formation | 1947-08-28 | -39.6 |  | 578 | NO CURRENT TENURE
11407 | Unknown | 1949-06-22 | -19.8 |  | 578 | NO CURRENT TENURE
11463 | Mackunda Formation | 1949-10-04 | -35.6 |  | 578 | NO CURRENT TENURE
11579 | Mackunda Formation | 1949-09-18 | -48.4 |  | 578 | NO CURRENT TENURE
11630 | Mackunda Formation | 1950-01-01 | -35 |  | 578 | NO CURRENT TENURE
11631 | Mackunda Formation | 1950-07-08 | -35.9 |  | 578 | NO CURRENT TENURE
11710 | Mackunda Formation | 1950-01-01 | -48.8 |  | 578 | NO CURRENT TENURE
11722 | Mackunda Formation | 1950-11-30 | -33.5 |  | 578 | NO CURRENT TENURE
11847 | Mackunda Formation | 1951-08-23 | -48.8 |  | 578 | NO CURRENT TENURE
11967 | Mackunda Formation | 1951-11-18 | -44.2 |  | 578 | NO CURRENT TENURE
12043 | Mackunda Formation | 1952-07-30 | -36.6 |  | 578 | NO CURRENT TENURE
12044 | Mackunda Formation | 1952-07-10 | -27.4 |  | 578 | NO CURRENT TENURE
12196 | Unknown | 1952-09-04 | -32 |  | 578 | NO CURRENT TENURE
12196 | Unknown | 1965-05-25 | -67.05 |  | 578 | NO CURRENT TENURE
13411 | Mackunda Formation | 1957-09-12 | -40.5 |  | 578 | NO CURRENT TENURE
13737 | Mackunda Formation | 1956-10-12 | -38.1 |  | 578 | NO CURRENT TENURE
13740 | Mackunda Formation | 1956-11-14 | -14.6 |  | 578 | NO CURRENT TENURE
13991 | Mackunda Formation | 1960-03-10 | -39.3 |  | 578 | NO CURRENT TENURE
14126 | Mackunda Formation | 1960-05-19 | -47.2 |  | 578 | NO CURRENT TENURE
14263 | Mackunda Formation | 1960-08-07 | -21.3 |  | 578 | NO CURRENT TENURE
14315 | Mackunda Formation | 1960-08-25 | -53 |  | 578 | NO CURRENT TENURE
14516 | Mackunda Formation | 1961-01-30 | -45.72 |  | 578 | NO CURRENT TENURE
14818 | Mackunda Formation | 1961-09-30 | -41.1 |  | 578 | NO CURRENT TENURE
14894 | Mackunda Formation | 1961-10-28 | -51.8 |  | 578 | NO CURRENT TENURE
15293 | Mackunda Formation | 1962-08-04 | -39.6 |  | 578 | NO CURRENT TENURE
15296 | Mackunda Formation | 1957-04-01 | -39.62 |  | 578 | NO CURRENT TENURE
15372 | Unknown | 1962-07-01 | -58.8 |  | 578 | NO CURRENT TENURE
15409 | Mackunda Formation | 1962-10-30 | -24.38 |  | 578 | NO CURRENT TENURE
15464 | Winton Formation | 1963-01-17 | -48.8 |  | 578 | NO CURRENT TENURE
15804 | Mackunda Formation | 1964-04-11 | -45.72 |  | 578 | NO CURRENT TENURE
15815 | Mackunda Formation | 1964-06-11 | -27.13 |  | 578 | NO CURRENT TENURE
15920 | Mackunda Formation | 1964-07-12 | -45.72 |  | 578 | NO CURRENT TENURE
16081 | Mackunda Formation | 1964-12-11 | -42.06 |  | 578 | NO CURRENT TENURE
16081 | Mackunda Formation | 1990-03-01 | -49 |  | 578 | NO CURRENT TENURE
16198 | Mackunda Formation | 1965-04-04 | -23.77 |  | 578 | NO CURRENT TENURE
16240 | Unknown | 1965-05-14 | -41.45 |  | 578 | NO CURRENT TENURE
17307 | Mackunda Formation | 1957-11-27 | -27.74 |  | 578 | NO CURRENT TENURE
38999 | Winton Formation | 1972-12-11 | -36.6 |  | 578 | NO CURRENT TENURE
51398 | Unknown | 1910-01-01 | -45.7 |  | 578 | NO CURRENT TENURE
51592 | Mackunda Formation | 1948-08-25 | -67.06 |  | 578 | NO CURRENT TENURE
51593 | Unknown | 1949-05-07 | -50.3 |  | 578 | NO CURRENT TENURE
69055 | Hooray Sandstone | 1985-09-16 | -52 |  | 578 | NO CURRENT TENURE
69457 | Unknown | 1987-08-09 | -50.5 |  | 578 | NO CURRENT TENURE
69494 | Hooray Sandstone | 1988-06-12 | -30 |  | 578 | NO CURRENT TENURE
69604 | Unknown | 1990-01-14 | -26 |  | 578 | NO CURRENT TENURE
1671 | Hooray Sandstone | 1/08/1894 | 89.9 |  | 642
1675 | Hooray Sandstone | 1917-06-12 | 46.6 |  | 642
6962 | Winton Formation | 1970-04-06 | -13.9 |  | 642
121 | Unknown | 1985-11-27 | -8.5 |  | 666
121 | Unknown | 1/01/1895 | -67.1 |  | 666
283 | Unknown | 1906-02-05 |  | 6.1 | 666
283 | Unknown | 1948-01-20 |  | -0.3 | 666
283 | Unknown | 1965-04-08 |  | -7.39 | 666
364 | Unknown | 1/01/1889 | -19.5 |  | 666
365 | Unknown | 1902-01-01 | -46.3 |  | 666
365 | Unknown | 1948-05-25 |  | 69.5 | 666
365 | Unknown | 2005-06-30 | -83.9 |  | 666
366 | Unknown | 1927-01-01 | -58.2 |  | 666
367 | Unknown | 1948-05-25 |  | -84.7 | 666
1040 | Unknown | 1939-09-18 | -3.35 |  | 666
1040 | Unknown | 1939-09-18 |  | -3.35 | 666
1043 | Unknown | 1902-09-27 | -3.05 |  | 666
1043 | Unknown | 1902-09-27 |  | -3.05 | 666
1043 | Unknown | 1912-04-19 | -6.4 |  | 666
1043 | Unknown | 1912-04-19 |  | -6.4 | 666
1043 | Unknown | 1918-11-18 | -10.06 |  | 666
1043 | Unknown | 1918-11-18 |  | -10.06 | 666
1043 | Unknown | 1925-11-03 | -10.36 |  | 666
1043 | Unknown | 1925-11-03 |  | -10.36 | 666
1043 | Unknown | 1937-03-30 | -13.72 |  | 666
1043 | Unknown | 1937-03-30 |  | -13.72 | 666
1043 | Unknown | 1969-09-21 | -12.5 |  | 666
1043 | Unknown | 1969-09-21 |  | -12.5 | 666
1048 | Unknown | 1914-05-22 |  | 8.84 | 666
1055 | Unknown | 1901-01-01 | -3.96 |  | 666
1055 | Unknown | 1907-04-01 | -4.57 |  | 666
1055 | Unknown | 1912-04-01 | -6.71 |  | 666
1055 | Unknown | 1914-05-01 | -9.14 |  | 666
1055 | Unknown | 1914-08-01 | -10.67 |  | 666
1056 | Unknown | 1914-01-01 | -12.2 |  | 666
1836 | Unknown | 1901-01-01 |  | 10 | 666
1836 | Unknown | 1998-04-07 |  | 1.23 | 666
1837 | Unknown | 1998-04-07 |  | -0.5 | 666
1840 | Unknown | 1916-01-01 | -21 |  | 666
1841 | Hooray Sandstone | 1917-08-23 | -31.09 |  | 666
1841 | Hooray Sandstone | 1925-11-03 | -32.92 |  | 666
1841 | Hooray Sandstone | 1969-09-22 | -36.91 |  | 666
2791 | Unknown | 1969-08-24 | -56.4 |  | 666
2792 | Unknown | 1969-08-25 | -51.4 |  | 666
2793 | Unknown | 1969-08-25 | -52.8 |  | 666
2795 | Unknown | 1969-08-23 | -62.1 |  | 666
2798 | Wallumbilla Formation | 1969-08-24 | -67.1 |  | 666
2800 | Unknown | 1969-08-23 | -49.9 |  | 666
2802 | Unknown | 1969-08-25 | -76.2 |  | 666
2803 | Unknown | 1969-08-25 | -67.4 |  | 666
2804 | Unknown | 1969-08-25 | -5.4 |  | 666
2805 | Hooray Sandstone | 1969-10-07 | -53.3 |  | 666
2995 | Unknown | 1916-01-01 | -17 |  | 666
2997 | Unknown | 1912-05-13 | -18.59 |  | 666
2997 | Unknown | 1912-05-13 |  | -18.59 | 666
2997 | Unknown | 1925-11-05 |  | -15.24 | 666
2997 | Unknown | 1925-11-15 | -15.24 |  | 666
2997 | Unknown | 1937-12-20 |  | -21.34 | 666
2997 | Unknown | 1955-01-05 | -21.34 |  | 666
2997 | Unknown | 1955-01-05 |  | -21.34 | 666
2997 | Unknown | 1969-08-06 | -16.4 |  | 666
2997 | Unknown | 1969-08-06 |  | -16.38 | 666
2997 | Unknown | 1/01/1898 | 0 |  | 666
3001 | Unknown | 1911-09-01 | -10.9 |  | 666
3003 | Unknown | 1969-09-24 | -16.6 |  | 666
3004 | Unknown | 1910-01-01 | -53.3 |  | 666
3007 | Unknown | 1969-09-23 | -73.2 |  | 666
3009 | Unknown | 1912-01-01 | -18.3 |  | 666
3010 | Unknown | 1912-01-01 | -30.5 |  | 666
3012 | Unknown | 1916-01-01 | -45.7 |  | 666
3306 | Unknown | 1914-07-01 | -51.8 |  | 666
3309 | Wallumbilla Formation | 1910-01-01 | -27.4 |  | 666
3310 | Unknown | 1911-01-01 | -22.86 |  | 666
3310 | Unknown | 1969-08-25 | -53.25 |  | 666
3312 | Unknown | 1914-01-01 | -27.74 |  | 666
3312 | Unknown | 1969-08-25 | -55.29 |  | 666
3313 | Unknown | 1913-01-01 | -45.72 |  | 666
3313 | Unknown | 1965-08-25 | -53.34 |  | 666
3314 | Unknown | 1913-01-01 | -54.86 |  | 666
3314 | Unknown | 1969-08-25 | -54.86 |  | 666
3322 | Unknown | 1912-06-01 | -48.8 |  | 666
3322 | Unknown | 1918-08-28 | -55.2 |  | 666
3322 | Unknown | 1969-08-26 | -60.5 |  | 666
4173 | Unknown | 1969-08-21 | -40.8 |  | 666
4178 | Unknown | 1969-08-21 | -51.2 |  | 666
4181 | Unknown | 1914-01-01 | -109.8 |  | 666
4183 | Unknown | 1910-04-01 | -48.77 |  | 666
5145 | Unknown | 1937-09-16 | -18.6 |  | 666
5404 | Unknown | 1928-01-01 | -33.5 |  | 666
5510 | Unknown | 1933-01-01 | -88.39 |  | 666
5580 | Unknown | 1969-08-23 | -65.8 |  | 666
5581 | Unknown | 1924-01-01 | -129 |  | 666
5662 | Unknown | 1969-08-23 | -64.6 |  | 666
5888 | Unknown | 1969-08-24 | -88.4 |  | 666
6131 | Unknown | 1969-06-21 | -18.29 |  | 666
6321 | Moolayember Formation | 1969-08-06 | -45.2 |  | 666
6321 | Moolayember Formation | 2003-05-14 | -28.9 |  | 666
6321 | Moolayember Formation | 2006-11-02 | -30.2 |  | 666
6847 | Hooray Sandstone | 1969-08-22 | -7.9 |  | 666
7951 | Unknown | 1/01/1897 | -85.4 |  | 666
7999 | Unknown | 1969-09-24 | -39.9 |  | 666
8000 | Unknown | 1969-09-24 | -45.9 |  | 666
8040 | Unknown | 1940-09-08 | -47.2 |  | 666
8040 | Unknown | 1969-08-26 | -50.8 |  | 666
8040 | Unknown | 1981-01-13 | -78 |  | 666
9284 | Unknown | 1923-01-01 | -48.4 |  | 666
11221 | Unknown | 1949-01-01 | -58.8 |  | 666
11222 | Unknown | 1948-01-01 | -24.4 |  | 666
11243 | Unknown | 1914-01-01 | -72.2 |  | 666
11243 | Unknown | 2005-07-02 | -76 |  | 666
11256 | Unknown | 1949-02-12 | -59.44 |  | 666
11429 | Unknown | 1949-11-05 | -28.96 |  | 666
11429 | Unknown | 1969-09-21 | -20.1 |  | 666
11429 | Unknown | 1969-09-21 |  | -20.1 | 666
11429 | Unknown | 1969-11-05 |  | -28.95 | 666
11429 | Unknown | 1981-02-02 | -21.3 |  | 666
11429 | Unknown | 1981-02-02 |  | -24.3 | 666
11534 | Unknown | 1950-09-01 | -54.9 |  | 666
11742 | Ronlow Beds | 1951-01-01 | -49.7 |  | 666
11809 | Unknown | 1951-09-30 | -33.53 |  | 666
11884 | Unknown | 1951-12-14 | -38.1 |  | 666
13408 | Unknown | 1957-09-13 | -67.06 |  | 666
13813 | Unknown | 1959-01-24 | -56.7 |  | 666
13876 | Unknown | 1959-04-18 | -26 |  | 666
13876 | Unknown | 2005-06-27 | -72.6 |  | 666
13904 | Allaru Mudstone | 1959-08-08 | -64.62 |  | 666
13904 | Unknown | 1959-08-08 |  | -64.62 | 666
13904 | Allaru Mudstone | 1969-09-24 | -70.25 |  | 666
13904 | Allaru Mudstone | 1981-02-16 | -45.72 |  | 666
13904 | Allaru Mudstone | 2005-07-05 | -70.8 |  | 666
14068 | Unknown | 1959-10-31 | -146.4 |  | 666
14981 | Unknown | 1961-12-13 | -145.69 |  | 666
15897 | Unknown | 1912-01-01 | -91.44 |  | 666
16374 | Ronlow Beds | 1965-07-14 | -67.06 |  | 666
16398 | Unknown | 1965-11-27 | -77.1 |  | 666
16398 | Unknown | 2005-06-30 | -84.5 |  | 666
16815 | Unknown | 1981-02-16 | -45.7 |  | 666
17215 | Unknown | 1967-03-26 | -91.5 |  | 666
17616 | Ronlow Beds | 1955-01-01 | -73.2 |  | 666
26537 | Unknown | 1967-10-26 | -8.38 |  | 666
51069 | Wallumbilla Formation | 1975-09-26 | -43.59 |  | 666
51103 | Unknown | 1976-04-06 | -79 |  | 666
51103 | Unknown | 1983-09-06 | -95 |  | 666
51191 | Unknown | 1978-01-29 | -6.4 |  | 666
51432 | Unknown | 1970-01-12 | -7 |  | 666
51432 | Unknown | 1970-01-12 |  | -7 | 666
51517 | Unknown | 1977-06-10 | -5.7 |  | 666
51518 | Unknown | 1977-06-14 | -7.3 |  | 666
51582 | Unknown | 1981-11-29 | -67.06 |  | 666
51702 | Unknown | 1983-02-08 | -115.8 |  | 666
51834 | Unknown | 1983-08-29 | -55 |  | 666
51985 | Warang Sandstone | 1984-06-25 | -120 |  | 666
69013 | Unknown | 1984-10-29 | -25 |  | 666
69050 | Wallumbilla Formation | 1985-05-02 | -20.5 |  | 666
69063 | Unknown | 1986-04-01 | -0.3 |  | 666
69066 | Unknown | 1984-11-20 | -11.6 |  | 666
69114 | Unknown | 1985-06-20 | -54.86 |  | 666
69134 | Unknown | 1985-01-01 | -71.63 |  | 666
69137 | Unknown | 1986-06-25 | -56.39 |  | 666
69139 | Unknown | 1984-10-20 | -12 |  | 666
69258 | Unknown | 1986-03-23 | -0.3 |  | 666
69414 | Unknown | 1987-02-03 | -56 |  | 666
69483 | Rolling Downs Group | 1989-10-01 | -59.44 |  | 666
69608 | Gilbert River Formation | 1988-11-12 | -51 |  | 666
69630 | Alluvium | 1990-01-01 | -12 |  | 666
69634 | Unknown | 1990-09-11 | -12.8 |  | 666
69694 | Alluvium | 1991-06-10 | -11.58 |  | 666
69706 | Hutton Sandstone | 1991-10-07 | -1.8 |  | 666
69742 | Unknown | 1992-05-14 | -88 |  | 666
69742 | Unknown | 1992-05-14 |  | 88 | 666
69756 | Alluvium | 1990-02-20 | -13.7 |  | 666
69914 | Unknown | 1994-06-22 |  | 1.5 | 666
93467 | Unknown | 1998-07-20 |  | 1.43 | 666
93765 | Unknown | 2001-06-19 |  | -71.52 | 666
93792 | Unknown | 2001-12-30 |  | -49.69 | 666
93834 | Unknown | 2002-06-27 |  | -123 | 666
93887 | Moolayember Formation | 2002-08-12 | -66.3 |  | 666
93887 | Unknown | 2002-08-12 |  | -66 | 666
93925 | Unknown | 2004-08-20 |  | -77 | 666
118099 | Unknown | 2003-09-20 |  | -60 | 666
118119 | Alluvium | 2003-11-02 | -14.5 |  | 666
118119 | Unknown | 2003-11-02 |  | -14.5 | 666
118657 | Unknown | 2005-12-17 |  | -138 | 666
118664 | Unknown | 2005-12-11 |  | -7.5 | 666
118817 | Unknown | 2006-11-23 |  | -8.3 | 666
118859 | Unknown | 2006-11-20 |  | -9.5 | 666
118936 | Unknown | 2007-06-18 |  | -146.7 | 666
118979 | Unknown | 2007-11-20 |  | -80 | 666
118996 | Unknown | 2008-02-20 |  | -61 | 666
146026 | Unknown | 2008-04-21 |  | -36.36 | 666
146124 | Unknown | 2008-12-17 |  | -7.3 | 666
146150 | Unknown | 2009-04-18 |  | -105 | 666
146158 | Unknown | 2009-05-17 |  | -68 | 666
146208 | Unknown | 2002-01-01 |  | -6.1 | 666
146282 | Unknown | 2010-05-21 |  | -35 | 666
91500011 | Unknown | 1969-01-17 | -11.69 |  | 666
91500011 | Unknown | 1969-05-23 | -11.84 |  | 666
91500011 | Unknown | 1969-08-07 | -11.97 |  | 666
91500011 | Unknown | 1969-10-25 | -12.14 |  | 666
91500011 | Unknown | 1970-01-06 | -12.37 |  | 666
91500011 | Unknown | 1970-04-27 | -12.4 |  | 666
91500011 | Unknown | 1970-10-05 | -12.73 |  | 666
91500011 | Unknown | 1971-02-15 | -12.86 |  | 666
91500011 | Unknown | 1971-03-03 | -12.76 |  | 666
91500011 | Unknown | 1971-05-27 | -12.34 |  | 666
91500011 | Unknown | 1971-07-26 | -12.28 |  | 666
91500011 | Unknown | 1971-09-22 | -12.37 |  | 666
91500011 | Unknown | 1971-12-02 | -12.52 |  | 666
91500011 | Unknown | 1972-02-22 | -12.35 |  | 666
91500011 | Unknown | 1972-04-11 | -12.12 |  | 666
91500011 | Unknown | 1972-06-13 | -11.91 |  | 666
91500011 | Unknown | 1972-10-02 | -11.94 |  | 666
91500011 | Unknown | 1972-12-12 | -11.99 |  | 666
91500011 | Unknown | 1973-06-06 | -11.98 |  | 666
91500011 | Unknown | 1974-03-12 | -11.91 |  | 666
91500011 | Unknown | 1974-04-08 | -11.75 |  | 666
91500011 | Unknown | 1974-10-23 | -11.2 |  | 666
91500011 | Unknown | 1975-06-05 | -10.71 |  | 666
91500011 | Unknown | 1975-10-08 | -10.74 |  | 666
91500011 | Unknown | 1975-12-01 | -10.8 |  | 666
91500011 | Unknown | 1976-03-22 | -10.33 |  | 666
91500011 | Unknown | 1976-07-20 | -9.93 |  | 666
91500011 | Unknown | 1976-10-05 | -9.98 |  | 666
91500011 | Unknown | 1977-04-04 | -9.85 |  | 666
91500011 | Unknown | 1977-07-12 | -9.67 |  | 666
91500011 | Unknown | 1977-10-18 | -9.9 |  | 666
91500011 | Unknown | 1978-04-04 | -10.31 |  | 666
91500011 | Unknown | 1978-07-27 | -10.5 |  | 666
91500011 | Unknown | 1979-06-28 | -10.26 |  | 666
91500012 | Unknown | 1968-02-06 | 0 |  | 666
91500012 | Unknown | 1968-11-19 | 0 |  | 666
91500012 | Unknown | 1969-01-17 | 0 |  | 666
91500012 | Unknown | 1969-05-23 | 0 |  | 666
91500012 | Unknown | 1969-08-07 | 0 |  | 666
91500012 | Unknown | 1969-10-25 | 0 |  | 666
91500012 | Unknown | 1970-01-06 | 0 |  | 666
91500012 | Unknown | 1970-04-27 | 0 |  | 666
91500012 | Unknown | 1970-10-05 | 0 |  | 666
91500012 | Unknown | 1971-02-15 | 0 |  | 666
91500012 | Unknown | 1971-03-03 | 0 |  | 666
91500012 | Unknown | 1971-05-27 | 0 |  | 666
91500012 | Unknown | 1971-07-26 | 0 |  | 666
91500012 | Unknown | 1971-09-22 | 0 |  | 666
91500012 | Unknown | 1971-12-02 | 0 |  | 666
91500012 | Unknown | 1972-02-22 | 0 |  | 666
91500012 | Unknown | 1972-04-11 | 0 |  | 666
91500012 | Unknown | 1972-06-13 | -10.92 |  | 666
91500012 | Unknown | 1972-10-02 | -11.23 |  | 666
91500012 | Unknown | 1972-12-12 | 0 |  | 666
91500012 | Unknown | 1973-06-06 | -11.13 |  | 666
91500012 | Unknown | 1975-06-05 | -9.63 |  | 666
91500012 | Unknown | 1975-10-08 | -9.95 |  | 666
91500012 | Unknown | 1975-12-01 | -10.02 |  | 666
91500013 | Unknown | 1974-03-12 | -11.67 |  | 666
91500013 | Unknown | 1974-04-08 | -11.39 |  | 666
91500013 | Unknown | 1974-10-23 | -11.17 |  | 666
91500013 | Unknown | 1976-03-22 | -10.21 |  | 666
91500013 | Unknown | 1976-07-20 | -9.84 |  | 666
91500013 | Unknown | 1976-10-05 | -10.07 |  | 666
91500013 | Unknown | 1977-04-04 | -9.87 |  | 666
91500013 | Unknown | 1977-07-12 | -9.67 |  | 666
91500013 | Unknown | 1977-10-18 | -10.02 |  | 666
91500013 | Unknown | 1978-04-04 | -10.49 |  | 666
91500013 | Unknown | 1978-07-27 | -10.77 |  | 666
91500013 | Unknown | 1979-06-28 | -10.31 |  | 666
91500016 | Unknown | 1969-05-23 | -6.58 |  | 666
91500016 | Unknown | 1969-08-06 | -6.93 |  | 666
91500016 | Unknown | 1969-10-25 | -7.24 |  | 666
91500016 | Unknown | 1970-01-10 | -7.08 |  | 666
91500016 | Unknown | 1970-04-27 | -6.68 |  | 666
91500016 | Unknown | 1970-10-06 | -7.75 |  | 666
91500016 | Unknown | 1971-02-15 | -5.73 |  | 666
91500016 | Unknown | 1971-03-03 | -5 |  | 666
91500016 | Unknown | 1971-05-27 | -4.67 |  | 666
91500016 | Unknown | 1971-07-26 | -5.34 |  | 666
91500016 | Unknown | 1971-09-22 | -5.95 |  | 666
91500016 | Unknown | 1971-12-02 | -6.41 |  | 666
91500016 | Unknown | 1972-02-22 | -4.45 |  | 666
91500016 | Unknown | 1972-04-11 | -4.24 |  | 666
91500016 | Unknown | 1972-06-13 | -5.09 |  | 666
91500016 | Unknown | 1972-10-02 | -5.98 |  | 666
91500016 | Unknown | 1972-12-12 | -6.44 |  | 666
91500016 | Unknown | 1973-06-06 | -5.24 |  | 666
91500016 | Unknown | 1974-03-12 | -3.88 |  | 666
91500016 | Unknown | 1974-04-08 | -4.15 |  | 666
91500016 | Unknown | 1974-10-23 | -5.56 |  | 666
91500016 | Unknown | 1975-06-05 | -4.54 |  | 666
91500016 | Unknown | 1975-10-09 | -5.52 |  | 666
91500016 | Unknown | 1975-12-01 | -5.15 |  | 666
91500016 | Unknown | 1976-03-23 | -4.15 |  | 666
91500016 | Unknown | 1976-07-20 | -4.86 |  | 666
91500016 | Unknown | 1976-10-05 | -5.35 |  | 666
91500016 | Unknown | 1977-04-04 | -4.27 |  | 666
91500016 | Unknown | 1977-07-12 | -4.79 |  | 666
91500016 | Unknown | 1977-10-18 | -5.52 |  | 666
91500016 | Unknown | 1978-04-03 | -6.35 |  | 666
91500016 | Unknown | 1978-07-27 | -6.4 |  | 666
91500016 | Unknown | 1979-06-28 | -5.17 |  | 666
91500017 | Unknown | 1970-01-14 |  | -7.62 | 666
91500018 | Unknown | 1969-05-23 | -6.96 |  | 666
91500018 | Unknown | 1969-08-06 | -7.34 |  | 666
91500018 | Unknown | 1969-10-25 | -7.7 |  | 666
91500018 | Unknown | 1970-01-10 | -7.5 |  | 666
91500018 | Unknown | 1970-01-14 |  | -7.06 | 666
91500018 | Unknown | 1970-04-27 | -7.05 |  | 666
91500018 | Unknown | 1970-10-05 | -8.11 |  | 666
91500018 | Unknown | 1971-02-15 | -6.03 |  | 666
91500018 | Unknown | 1971-03-03 | -5.28 |  | 666
91500018 | Unknown | 1971-05-27 | -4.79 |  | 666
91500018 | Unknown | 1971-07-26 | -5.58 |  | 666
91500018 | Unknown | 1971-09-22 | -6.25 |  | 666
91500018 | Unknown | 1971-12-02 | -6.77 |  | 666
91500018 | Unknown | 1972-02-22 | -4.76 |  | 666
91500018 | Unknown | 1972-04-11 | -4.39 |  | 666
91500018 | Unknown | 1972-06-13 | -5.34 |  | 666
91500018 | Unknown | 1972-10-02 | -6.07 |  | 666
91500018 | Unknown | 1972-12-12 | -6.86 |  | 666
91500018 | Unknown | 1973-06-06 | -5.49 |  | 666
91500018 | Unknown | 1974-03-12 | -4.07 |  | 666
91500018 | Unknown | 1974-04-08 | -4.39 |  | 666
91500018 | Unknown | 1974-10-23 | -5.93 |  | 666
91500018 | Unknown | 1975-06-05 | -4.8 |  | 666
91500018 | Unknown | 1975-10-09 | -5.92 |  | 666
91500018 | Unknown | 1975-12-01 | -5.41 |  | 666
91500018 | Unknown | 1976-03-23 | -4.41 |  | 666
91500018 | Unknown | 1976-07-20 | -5.24 |  | 666
91500018 | Unknown | 1976-10-05 | -5.79 |  | 666
91500018 | Unknown | 1977-04-04 | -4.5 |  | 666
91500018 | Unknown | 1977-07-12 | -5.12 |  | 666
91500018 | Unknown | 1977-10-18 | -5.94 |  | 666
91500018 | Unknown | 1978-04-03 | -6.17 |  | 666
91500018 | Unknown | 1978-07-27 | -6.85 |  | 666
91500018 | Unknown | 1979-06-28 | -5.47 |  | 666
91500019 | Unknown | 1969-05-23 | -7.05 |  | 666
91500019 | Unknown | 1969-08-07 | -7.24 |  | 666
91500019 | Unknown | 1969-10-24 | -7.52 |  | 666
91500019 | Unknown | 1970-04-27 | -7.38 |  | 666
91500019 | Unknown | 1970-10-06 | -8.02 |  | 666
91500019 | Unknown | 1971-02-15 | -7.93 |  | 666
91500019 | Unknown | 1971-03-03 | -7.57 |  | 666
91500019 | Unknown | 1971-05-27 | -6.59 |  | 666
91500019 | Unknown | 1971-07-26 | -6.62 |  | 666
91500019 | Unknown | 1971-09-22 | -6.83 |  | 666
91500019 | Unknown | 1971-12-02 | -7.02 |  | 666
91500019 | Unknown | 1972-02-22 | -6.53 |  | 666
91500019 | Unknown | 1972-04-11 | -6.16 |  | 666
91500019 | Unknown | 1972-06-13 | -6.41 |  | 666
91500019 | Unknown | 1972-10-02 | -6.53 |  | 666
91500019 | Unknown | 1972-12-12 | -6.83 |  | 666
91500019 | Unknown | 1973-06-06 | -6.49 |  | 666
91500019 | Unknown | 1974-03-12 | -5.6 |  | 666
91500019 | Unknown | 1974-04-08 | -5.87 |  | 666
91500019 | Unknown | 1974-10-23 | -6.58 |  | 666
91500019 | Unknown | 1975-06-05 | -6.29 |  | 666
91500019 | Unknown | 1975-10-09 | -6.51 |  | 666
91500019 | Unknown | 1975-12-01 | -6.45 |  | 666
91500019 | Unknown | 1976-03-22 | -5.97 |  | 666
91500019 | Unknown | 1976-07-20 | -6.28 |  | 666
91500019 | Unknown | 1976-10-05 | -6.43 |  | 666
91500019 | Unknown | 1977-04-04 | -6.17 |  | 666
91500019 | Unknown | 1977-07-12 | -6.33 |  | 666
91500019 | Unknown | 1977-10-18 | -6.53 |  | 666
91500019 | Unknown | 1978-04-03 | -6.79 |  | 666
91500019 | Unknown | 1978-07-27 | -7.06 |  | 666
91500019 | Unknown | 1979-06-28 | -6.79 |  | 666
91500020 | Unknown | 1969-05-23 | -5.83 |  | 666
91500020 | Unknown | 1969-08-07 | -6.11 |  | 666
91500020 | Unknown | 1969-10-24 | -6.36 |  | 666
91500020 | Unknown | 1970-01-06 | -6.16 |  | 666
91500020 | Unknown | 1970-04-27 | -5.94 |  | 666
91500020 | Unknown | 1970-10-05 | -6.74 |  | 666
91500020 | Unknown | 1971-02-15 | -5.05 |  | 666
91500020 | Unknown | 1971-03-03 | -5.12 |  | 666
91500020 | Unknown | 1971-05-28 | -5.27 |  | 666
91500020 | Unknown | 1971-07-26 | -5.4 |  | 666
91500020 | Unknown | 1971-09-21 | -5.55 |  | 666
91500020 | Unknown | 1971-12-02 | -5.82 |  | 666
91500020 | Unknown | 1972-02-21 | -4.48 |  | 666
91500020 | Unknown | 1972-04-11 | -5.18 |  | 666
91500020 | Unknown | 1972-06-14 | -5.3 |  | 666
91500020 | Unknown | 1972-10-03 | -5.46 |  | 666
91500020 | Unknown | 1972-12-12 | -5.73 |  | 666
91500020 | Unknown | 1973-06-06 | -5.37 |  | 666
91500020 | Unknown | 1974-03-12 | -4.95 |  | 666
91500020 | Unknown | 1974-04-08 | -5.3 |  | 666
91500020 | Unknown | 1974-10-23 | -5.59 |  | 666
91500020 | Unknown | 1975-06-05 | -5.41 |  | 666
91500020 | Unknown | 1975-10-11 | -5.51 |  | 666
91500020 | Unknown | 1975-12-01 | -5.44 |  | 666
91500020 | Unknown | 1976-03-23 | -5.15 |  | 666
91500020 | Unknown | 1976-07-21 | -5.4 |  | 666
91500020 | Unknown | 1976-10-05 | -5.45 |  | 666
91500020 | Unknown | 1977-04-04 | -5.28 |  | 666
91500020 | Unknown | 1977-07-12 | -5.33 |  | 666
91500020 | Unknown | 1977-10-18 | -5.42 |  | 666
91500020 | Unknown | 1978-04-03 | -5.64 |  | 666
91500020 | Unknown | 1978-07-28 | -6 |  | 666
91500020 | Unknown | 1979-06-27 | -5.58 |  | 666
91500023 | Unknown | 1967-04-17 | -18.04 |  | 666
91500023 | Unknown | 1967-10-26 | -20.17 |  | 666
91500023 | Unknown | 1968-02-05 | -20.17 |  | 666
91500023 | Unknown | 1968-07-04 | -20.17 |  | 666
91500023 | Unknown | 1968-08-11 | -20.17 |  | 666
91500023 | Unknown | 1968-11-19 | -20.17 |  | 666
91500023 | Unknown | 1969-01-17 | -20.17 |  | 666
91500023 | Unknown | 1969-05-23 | -20.17 |  | 666
91500023 | Unknown | 1969-08-07 | -20.17 |  | 666
91500023 | Unknown | 1969-10-24 | -20.17 |  | 666
91500023 | Unknown | 1970-04-27 | -20.17 |  | 666
91500023 | Unknown | 1970-10-05 | -20.17 |  | 666
91500023 | Unknown | 1971-02-15 | -20.17 |  | 666
91500023 | Unknown | 1971-03-03 | -20.17 |  | 666
91500023 | Unknown | 1971-05-28 | -20.17 |  | 666
91500023 | Unknown | 1971-07-26 | -20.17 |  | 666
91500023 | Unknown | 1971-09-21 | -20.17 |  | 666
91500023 | Unknown | 1971-12-02 | -20.17 |  | 666
91500023 | Unknown | 1972-02-21 | -20.17 |  | 666
91500023 | Unknown | 1972-04-11 | -20.17 |  | 666
91500023 | Unknown | 1972-06-14 | -20.17 |  | 666
91500023 | Unknown | 1972-10-03 | -20.17 |  | 666
91500023 | Unknown | 1972-12-12 | -20.17 |  | 666
91500023 | Unknown | 1973-06-06 | -20.17 |  | 666
91500023 | Unknown | 1974-03-12 | -20.17 |  | 666
91500023 | Unknown | 1974-04-08 | -20.17 |  | 666
91500023 | Unknown | 1974-10-23 | -20.17 |  | 666
91500023 | Unknown | 1975-06-05 | -20.17 |  | 666
91500023 | Unknown | 1975-10-11 | -20.17 |  | 666
91500023 | Unknown | 1975-12-01 | -20.17 |  | 666
91500023 | Unknown | 1976-03-23 | -20.17 |  | 666
91500023 | Unknown | 1976-07-21 | -20.17 |  | 666
91500023 | Unknown | 1976-10-05 | -20.17 |  | 666
91500023 | Unknown | 1977-04-04 | -20.17 |  | 666
91500023 | Unknown | 1977-07-12 | -20.17 |  | 666
91500023 | Unknown | 1977-10-18 | -20.17 |  | 666
91500023 | Unknown | 1978-04-03 | -20.17 |  | 666
91500023 | Unknown | 1978-07-28 | -20.17 |  | 666
91500023 | Unknown | 1979-06-27 | -20.17 |  | 666
91500025 | Unknown | 1969-05-23 | -6.74 |  | 666
91500025 | Unknown | 1969-08-07 | -6.98 |  | 666
91500025 | Unknown | 1969-10-25 | -7.23 |  | 666
91500025 | Unknown | 1970-04-27 | -6.99 |  | 666
91500025 | Unknown | 1970-10-05 | -7.65 |  | 666
91500025 | Unknown | 1971-02-15 | -7.17 |  | 666
91500025 | Unknown | 1971-03-03 | -6.69 |  | 666
91500025 | Unknown | 1971-05-27 | -6.14 |  | 666
91500025 | Unknown | 1971-07-26 | -6.26 |  | 666
91500025 | Unknown | 1971-09-22 | -6.5 |  | 666
91500025 | Unknown | 1971-12-02 | -6.84 |  | 666
91500025 | Unknown | 1972-02-22 | -6.01 |  | 666
91500025 | Unknown | 1972-04-11 | -5.86 |  | 666
91500025 | Unknown | 1972-06-13 | -6.08 |  | 666
91500025 | Unknown | 1972-10-02 | -6.35 |  | 666
91500025 | Unknown | 1972-12-12 | -6.69 |  | 666
91500025 | Unknown | 1973-06-06 | -6.22 |  | 666
91500025 | Unknown | 1974-03-12 | -5.3 |  | 666
91500025 | Unknown | 1974-04-08 | -5.65 |  | 666
91500025 | Unknown | 1974-10-23 | -6.27 |  | 666
91500025 | Unknown | 1975-06-05 | -5.9 |  | 666
91500025 | Unknown | 1975-10-09 | -6.21 |  | 666
91500025 | Unknown | 1975-12-01 | -6.11 |  | 666
91500025 | Unknown | 1976-03-22 | -5.63 |  | 666
91500025 | Unknown | 1976-07-20 | -6 |  | 666
91500025 | Unknown | 1976-10-05 | -6.14 |  | 666
91500025 | Unknown | 1977-04-04 | -5.82 |  | 666
91500025 | Unknown | 1977-07-12 | -6 |  | 666
91500025 | Unknown | 1977-10-18 | -6.31 |  | 666
91500025 | Unknown | 1978-04-03 | -6.63 |  | 666
91500025 | Unknown | 1978-07-28 | -7.01 |  | 666
91500025 | Unknown | 1979-06-28 | -6.55 |  | 666
91500027 | Unknown | 1967-04-16 | -8.27 |  | 666
91500027 | Unknown | 1967-07-28 | -8.78 |  | 666
91500027 | Unknown | 1967-10-26 | -8.86 |  | 666
91500027 | Unknown | 1968-02-05 | -9.21 |  | 666
91500027 | Unknown | 1968-07-04 | -8.37 |  | 666
91500027 | Unknown | 1968-08-11 | -8.17 |  | 666
91500027 | Unknown | 1968-11-19 | -8.63 |  | 666
91500027 | Unknown | 1969-01-17 | -8.86 |  | 666
91500027 | Unknown | 1969-05-23 | -9.01 |  | 666
91500027 | Unknown | 1969-08-07 | -9.19 |  | 666
91500027 | Unknown | 1969-10-24 | -9.38 |  | 666
91500027 | Unknown | 1970-01-06 | -9.55 |  | 666
91500027 | Unknown | 1970-04-27 | -9.39 |  | 666
91500027 | Unknown | 1970-10-05 | -9.79 |  | 666
91500027 | Unknown | 1971-02-15 | -9.94 |  | 666
91500027 | Unknown | 1971-03-03 | -9.67 |  | 666
91500027 | Unknown | 1971-05-28 | -9.03 |  | 666
91500027 | Unknown | 1971-07-26 | -9.03 |  | 666
91500027 | Unknown | 1971-09-21 | -9.15 |  | 666
91500027 | Unknown | 1971-12-02 | -9.39 |  | 666
91500027 | Unknown | 1972-02-21 | -9.12 |  | 666
91500027 | Unknown | 1972-04-11 | -8.81 |  | 666
91500027 | Unknown | 1972-06-14 | -8.94 |  | 666
91500027 | Unknown | 1972-10-03 | -9.18 |  | 666
91500027 | Unknown | 1972-12-12 | -9.42 |  | 666
91500027 | Unknown | 1973-06-06 | -9.1 |  | 666
91500027 | Unknown | 1974-03-12 | -8.65 |  | 666
91500027 | Unknown | 1974-04-08 | -8.59 |  | 666
91500027 | Unknown | 1974-10-23 | -8.84 |  | 666
91500027 | Unknown | 1975-06-05 | -8.41 |  | 666
91500027 | Unknown | 1975-10-11 | -8.65 |  | 666
91500027 | Unknown | 1975-12-01 | -8.69 |  | 666
91500027 | Unknown | 1976-03-23 | -8.3 |  | 666
91500027 | Unknown | 1976-07-21 | -8.37 |  | 666
91500027 | Unknown | 1976-10-05 | -8.51 |  | 666
91500027 | Unknown | 1977-04-04 | -8.45 |  | 666
91500027 | Unknown | 1977-07-12 | -8.49 |  | 666
91500027 | Unknown | 1977-10-18 | -8.84 |  | 666
91500027 | Unknown | 1978-04-03 | -9.25 |  | 666
91500027 | Unknown | 1978-07-28 | -9.61 |  | 666
91500027 | Unknown | 1979-06-27 | -9.29 |  | 666
91500028 | Unknown | 1969-01-17 | -7.09 |  | 666
91500028 | Unknown | 1969-05-23 | -7.19 |  | 666
91500028 | Unknown | 1969-08-07 | -7.17 |  | 666
91500028 | Unknown | 1969-10-24 | -7.77 |  | 666
91500028 | Unknown | 1970-04-27 | -7.42 |  | 666
91500028 | Unknown | 1970-10-06 | -8.12 |  | 666
91500028 | Unknown | 1971-02-15 | -6.5 |  | 666
91500028 | Unknown | 1971-03-03 | -6.41 |  | 666
91500028 | Unknown | 1971-05-28 | -6.14 |  | 666
91500028 | Unknown | 1971-07-26 | -6.69 |  | 666
91500028 | Unknown | 1971-09-21 | -7.05 |  | 666
91500028 | Unknown | 1971-12-02 | -7.3 |  | 666
91500028 | Unknown | 1972-02-22 | -5.16 |  | 666
91500028 | Unknown | 1972-04-11 | -6.02 |  | 666
91500028 | Unknown | 1972-06-13 | -6.5 |  | 666
91500028 | Unknown | 1972-10-03 | -7.02 |  | 666
91500028 | Unknown | 1972-12-12 | -7.3 |  | 666
91500028 | Unknown | 1973-06-06 | -6.7 |  | 666
91500028 | Unknown | 1974-03-12 | -5.61 |  | 666
91500028 | Unknown | 1974-04-08 | -5.86 |  | 666
91500028 | Unknown | 1974-10-23 | -6.72 |  | 666
91500028 | Unknown | 1975-06-05 | -6.01 |  | 666
91500028 | Unknown | 1975-10-10 | -6.7 |  | 666
91500028 | Unknown | 1975-12-01 | -6.37 |  | 666
91500028 | Unknown | 1976-03-23 | -5.73 |  | 666
91500028 | Unknown | 1976-07-20 | -6.35 |  | 666
91500028 | Unknown | 1976-10-05 | -6.64 |  | 666
91500028 | Unknown | 1977-04-04 | -5.95 |  | 666
91500028 | Unknown | 1977-07-12 | -6.36 |  | 666
91500028 | Unknown | 1977-10-18 | -6.89 |  | 666
91500028 | Unknown | 1978-04-03 | -7.21 |  | 666
91500028 | Unknown | 1978-07-28 | -7.65 |  | 666
91500028 | Unknown | 1979-06-28 | -7.11 |  | 666
91500029 | Alluvium | 1967-04-07 | -7.13 |  | 666
91500029 | Alluvium | 1967-07-27 | -8.12 |  | 666
91500029 | Alluvium | 1967-10-26 | -8.48 |  | 666
91500029 | Alluvium | 1968-02-05 | -8.71 |  | 666
91500029 | Alluvium | 1968-07-04 | -6.93 |  | 666
91500029 | Alluvium | 1968-08-11 | -6.88 |  | 666
91500029 | Alluvium | 1968-11-19 | -7.9 |  | 666
91500029 | Alluvium | 1969-01-17 | -8.33 |  | 666
91500029 | Alluvium | 1969-05-23 | -8.48 |  | 666
91500029 | Alluvium | 1969-08-07 | -8.81 |  | 666
91500029 | Alluvium | 1969-10-24 | -9.11 |  | 666
91500029 | Alluvium | 1970-01-07 | -9.09 |  | 666
91500029 | Alluvium | 1970-04-27 | -9.47 |  | 666
91500029 | Alluvium | 1970-10-05 | -9.58 |  | 666
91500029 | Alluvium | 1971-02-15 | -9.17 |  | 666
91500029 | Alluvium | 1971-03-03 | -8.48 |  | 666
91500029 | Alluvium | 1971-05-28 | -7.44 |  | 666
91500029 | Alluvium | 1971-07-26 | -7.87 |  | 666
91500029 | Alluvium | 1971-09-21 | -8.39 |  | 666
91500029 | Alluvium | 1971-12-02 | -8.82 |  | 666
91500029 | Alluvium | 1972-02-21 | -7.66 |  | 666
91500029 | Alluvium | 1972-04-11 | -7.11 |  | 666
91500029 | Alluvium | 1972-06-14 | -7.66 |  | 666
91500029 | Alluvium | 1972-10-03 | -8.39 |  | 666
91500029 | Alluvium | 1972-12-12 | -8.82 |  | 666
91500029 | Alluvium | 1973-06-06 | -7.99 |  | 666
91500029 | Alluvium | 1974-03-12 | -6.36 |  | 666
91500029 | Alluvium | 1974-04-08 | -6.69 |  | 666
91500029 | Alluvium | 1974-10-23 | -7.82 |  | 666
91500029 | Alluvium | 1975-06-05 | -6.88 |  | 666
91500029 | Alluvium | 1975-10-11 | -7.77 |  | 666
91500029 | Alluvium | 1975-12-01 | -7.55 |  | 666
91500029 | Alluvium | 1976-03-23 | -6.66 |  | 666
91500029 | Alluvium | 1976-07-21 | -7.18 |  | 666
91500029 | Alluvium | 1976-10-05 | -7.63 |  | 666
91500029 | Alluvium | 1977-04-04 | -6.9 |  | 666
91500029 | Alluvium | 1977-07-12 | -7.32 |  | 666
91500029 | Alluvium | 1977-10-18 | -8.05 |  | 666
91500029 | Alluvium | 1978-04-03 | -8.61 |  | 666
91500029 | Alluvium | 1978-07-27 | -9.08 |  | 666
91500029 | Alluvium | 1979-06-27 | -8.2 |  | 666
91500030 | Unknown | 1967-03-31 | -7.85 |  | 666
91500030 | Unknown | 1967-07-24 | -8.25 |  | 666
91500030 | Unknown | 1967-10-24 | -8.48 |  | 666
91500030 | Unknown | 1968-02-05 | -8.71 |  | 666
91500030 | Unknown | 1968-07-04 | -7.79 |  | 666
91500030 | Unknown | 1968-08-11 | -7.67 |  | 666
91500030 | Unknown | 1968-11-19 | -8.1 |  | 666
91500030 | Unknown | 1969-01-17 | -8.35 |  | 666
91500030 | Unknown | 1969-05-23 | -8.53 |  | 666
91500030 | Unknown | 1969-08-07 | -8.73 |  | 666
91500030 | Unknown | 1969-10-24 | -8.88 |  | 666
91500030 | Unknown | 1970-01-07 | -9.09 |  | 666
91500030 | Unknown | 1970-04-27 | -8.94 |  | 666
91500030 | Unknown | 1970-10-05 | -9.34 |  | 666
91500030 | Unknown | 1971-02-15 | -9.46 |  | 666
91500030 | Unknown | 1971-03-03 | -9.24 |  | 666
91500030 | Unknown | 1971-05-28 | -8.48 |  | 666
91500030 | Unknown | 1971-07-26 | -8.42 |  | 666
91500030 | Unknown | 1971-09-21 | -8.6 |  | 666
91500030 | Unknown | 1971-12-02 | -8.88 |  | 666
91500030 | Unknown | 1972-02-21 | -8.57 |  | 666
91500030 | Unknown | 1972-04-11 | -8.24 |  | 666
91500030 | Unknown | 1972-06-14 | -8.3 |  | 666
91500030 | Unknown | 1972-10-03 | -8.57 |  | 666
91500030 | Unknown | 1972-12-12 | -8.85 |  | 666
91500030 | Unknown | 1973-06-06 | -8.53 |  | 666
91500030 | Unknown | 1974-03-12 | -8.02 |  | 666
91500030 | Unknown | 1974-04-08 | -7.95 |  | 666
91500030 | Unknown | 1974-10-23 | -8.22 |  | 666
91500030 | Unknown | 1975-06-05 | -7.79 |  | 666
91500030 | Unknown | 1975-10-11 | -8.12 |  | 666
91500030 | Unknown | 1975-12-01 | -8.15 |  | 666
91500030 | Unknown | 1976-03-23 | -7.72 |  | 666
91500030 | Unknown | 1976-07-21 | -7.81 |  | 666
91500030 | Unknown | 1976-10-05 | -8 |  | 666
91500030 | Unknown | 1977-04-04 | -7.94 |  | 666
91500030 | Unknown | 1977-07-12 | -8 |  | 666
91500030 | Unknown | 1977-10-18 | -8.35 |  | 666
91500030 | Unknown | 1978-04-03 | -8.79 |  | 666
91500030 | Unknown | 1978-07-27 | -9.1 |  | 666
91500030 | Unknown | 1979-06-27 | -8.83 |  | 666
91500032 | Alluvium | 1967-04-10 | -9.32 |  | 666
91500032 | Alluvium | 1967-07-24 | -9.83 |  | 666
91500032 | Alluvium | 1967-10-26 | -9.51 |  | 666
91500032 | Alluvium | 1968-02-05 | -10.03 |  | 666
91500032 | Alluvium | 1968-07-04 | -9.42 |  | 666
91500032 | Alluvium | 1968-08-11 | -9.34 |  | 666
91500032 | Alluvium | 1968-11-19 | -9.6 |  | 666
91500032 | Alluvium | 1969-01-17 | -9.78 |  | 666
91500032 | Alluvium | 1969-05-23 | -9.93 |  | 666
91500032 | Alluvium | 1969-08-07 | -10.03 |  | 666
91500032 | Alluvium | 1969-10-24 | -10.17 |  | 666
91500032 | Alluvium | 1970-01-07 | -10.37 |  | 666
91500032 | Alluvium | 1970-04-27 | -10.33 |  | 666
91500032 | Alluvium | 1970-10-06 | -10.56 |  | 666
91500032 | Alluvium | 1971-02-15 | -10.65 |  | 666
91500032 | Alluvium | 1971-03-03 | -10.59 |  | 666
91500032 | Alluvium | 1971-05-28 | -10.13 |  | 666
91500032 | Alluvium | 1971-07-26 | -10.01 |  | 666
91500032 | Alluvium | 1971-09-21 | -10.1 |  | 666
91500032 | Alluvium | 1971-12-02 | -10.59 |  | 666
91500032 | Alluvium | 1972-02-21 | -10.16 |  | 666
91500032 | Alluvium | 1972-04-11 | -9.95 |  | 666
91500032 | Alluvium | 1972-06-14 | -9.92 |  | 666
91500032 | Alluvium | 1972-10-03 | -10.07 |  | 666
91500032 | Alluvium | 1972-12-12 | -10.28 |  | 666
91500032 | Alluvium | 1973-06-06 | -10.14 |  | 666
91500032 | Alluvium | 1974-03-12 | -9.96 |  | 666
91500032 | Alluvium | 1974-04-08 | -9.86 |  | 666
91500032 | Alluvium | 1974-10-23 | -9.82 |  | 666
91500032 | Alluvium | 1975-06-05 | -9.53 |  | 666
91500032 | Alluvium | 1975-10-11 | -9.75 |  | 666
91500032 | Alluvium | 1975-12-01 | -9.81 |  | 666
91500032 | Alluvium | 1976-03-23 | -9.44 |  | 666
91500032 | Alluvium | 1976-07-20 | -9.5 |  | 666
91500032 | Alluvium | 1976-10-05 | -9.65 |  | 666
91500032 | Alluvium | 1977-04-05 | -9.76 |  | 666
91500032 | Alluvium | 1977-07-13 | -9.75 |  | 666
91500032 | Alluvium | 1977-10-18 | -9.98 |  | 666
91500032 | Alluvium | 1978-04-03 | -10.3 |  | 666
91500032 | Alluvium | 1978-07-28 | -10.5 |  | 666
91500032 | Alluvium | 1979-06-27 | -10.55 |  | 666
91500033 | Alluvium | 1967-04-10 | -9.2 |  | 666
91500033 | Alluvium | 1967-07-24 | -9.48 |  | 666
91500033 | Alluvium | 1967-10-24 | -9.62 |  | 666
91500033 | Alluvium | 1968-02-05 | -9.91 |  | 666
91500033 | Alluvium | 1968-07-04 | -9.3 |  | 666
91500033 | Alluvium | 1968-08-11 | -9.2 |  | 666
91500033 | Alluvium | 1968-11-19 | -9.4 |  | 666
91500033 | Alluvium | 1969-01-17 | -9.58 |  | 666
91500033 | Alluvium | 1969-05-23 | -9.73 |  | 666
91500033 | Alluvium | 1969-08-07 | -9.84 |  | 666
91500033 | Alluvium | 1969-10-24 | -9.99 |  | 666
91500033 | Alluvium | 1970-01-07 | -10.17 |  | 666
91500033 | Alluvium | 1970-04-27 | -10.2 |  | 666
91500033 | Alluvium | 1970-10-06 | -10.44 |  | 666
91500033 | Alluvium | 1971-02-15 | -10.56 |  | 666
91500033 | Alluvium | 1971-03-03 | -10.5 |  | 666
91500033 | Alluvium | 1971-05-28 | -10.08 |  | 666
91500033 | Alluvium | 1971-07-26 | -9.92 |  | 666
91500033 | Alluvium | 1971-09-21 | -10.01 |  | 666
91500033 | Alluvium | 1971-12-02 | -10.2 |  | 666
91500033 | Alluvium | 1972-02-21 | -10.11 |  | 666
91500033 | Alluvium | 1972-04-11 | -9.89 |  | 666
91500033 | Alluvium | 1972-06-14 | -9.86 |  | 666
91500033 | Alluvium | 1972-10-03 | -9.92 |  | 666
91500033 | Alluvium | 1972-12-12 | -10.17 |  | 666
91500033 | Alluvium | 1973-06-06 | -10.07 |  | 666
91500033 | Alluvium | 1974-03-12 | -9.92 |  | 666
91500033 | Alluvium | 1974-04-08 | -9.8 |  | 666
91500033 | Alluvium | 1974-10-23 | -9.7 |  | 666
91500033 | Alluvium | 1975-06-05 | -9.45 |  | 666
91500033 | Alluvium | 1975-10-11 | -9.61 |  | 666
91500033 | Alluvium | 1975-12-01 | -9.66 |  | 666
91500033 | Alluvium | 1976-03-23 | -9.38 |  | 666
91500033 | Alluvium | 1976-07-20 | -9.36 |  | 666
91500033 | Alluvium | 1976-10-05 | -9.47 |  | 666
91500033 | Alluvium | 1977-04-05 | -9.62 |  | 666
91500033 | Alluvium | 1977-07-13 | -9.61 |  | 666
91500033 | Alluvium | 1977-10-18 | -9.8 |  | 666
91500033 | Alluvium | 1978-04-03 | -10.15 |  | 666
91500033 | Alluvium | 1978-07-28 | -10.61 |  | 666
91500033 | Alluvium | 1979-06-27 | -10.5 |  | 666
91500034 | Alluvium | 1967-04-01 | -8.34 |  | 666
91500034 | Alluvium | 1967-07-28 | -8.72 |  | 666
91500034 | Alluvium | 1967-10-25 | -8.79 |  | 666
91500034 | Alluvium | 1968-02-05 | -8.97 |  | 666
91500034 | Alluvium | 1968-07-04 | -8.69 |  | 666
91500034 | Alluvium | 1968-08-11 | -8.64 |  | 666
91500034 | Alluvium | 1968-11-19 | -8.77 |  | 666
91500034 | Alluvium | 1969-01-17 | -8.87 |  | 666
91500034 | Alluvium | 1969-05-23 | -8.97 |  | 666
91500034 | Alluvium | 1969-08-07 | -9.02 |  | 666
91500034 | Alluvium | 1969-10-24 | -9.14 |  | 666
91500034 | Alluvium | 1970-01-07 | -9.34 |  | 666
91500034 | Alluvium | 1970-04-27 | -9.31 |  | 666
91500034 | Alluvium | 1970-10-06 | -9.56 |  | 666
91500034 | Alluvium | 1971-02-15 | -9.71 |  | 666
91500034 | Alluvium | 1971-03-03 | -9.65 |  | 666
91500034 | Alluvium | 1971-05-28 | -9.5 |  | 666
91500034 | Alluvium | 1971-07-26 | -9.4 |  | 666
91500034 | Alluvium | 1971-09-21 | -9.4 |  | 666
91500034 | Alluvium | 1971-12-02 | -9.53 |  | 666
91500034 | Alluvium | 1972-02-21 | -9.53 |  | 666
91500034 | Alluvium | 1972-04-11 | -9.43 |  | 666
91500034 | Alluvium | 1972-06-14 | -9.4 |  | 666
91500034 | Alluvium | 1972-10-03 | -9.4 |  | 666
91500034 | Alluvium | 1972-12-12 | -9.53 |  | 666
91500034 | Alluvium | 1973-06-06 | -9.54 |  | 666
91500034 | Alluvium | 1974-03-12 | -9.55 |  | 666
91500034 | Alluvium | 1974-04-08 | -9.46 |  | 666
91500034 | Alluvium | 1974-10-23 | -9.29 |  | 666
91500034 | Alluvium | 1975-06-05 | -9.17 |  | 666
91500034 | Alluvium | 1975-10-11 | -9.2 |  | 666
91500034 | Alluvium | 1975-12-01 | -9.26 |  | 666
91500034 | Alluvium | 1976-03-23 | -9.1 |  | 666
91500034 | Alluvium | 1976-07-20 | -9.04 |  | 666
91500034 | Alluvium | 1976-10-05 | -9.08 |  | 666
91500034 | Alluvium | 1977-04-05 | -9.24 |  | 666
91500034 | Alluvium | 1977-07-13 | -9.24 |  | 666
91500034 | Alluvium | 1977-10-18 | -9.34 |  | 666
91500034 | Alluvium | 1978-04-04 | -9.62 |  | 666
91500034 | Alluvium | 1978-07-29 | -9.8 |  | 666
91500034 | Alluvium | 1979-06-27 | -10.05 |  | 666
91500035 | Unknown | 1970-01-24 |  | -9.47 | 666
91500035 | Unknown | 1971-10-24 | -11 |  | 666
91500035 | Unknown | 1972-01-06 | -10.97 |  | 666
91500035 | Unknown | 1972-02-29 | -10.97 |  | 666
91500035 | Unknown | 1972-03-09 | -10.97 |  | 666
91500035 | Unknown | 1972-08-24 | -11.06 |  | 666
91500035 | Unknown | 1972-09-30 | -11.06 |  | 666
91500035 | Unknown | 1972-11-11 | -11.03 |  | 666
91500035 | Unknown | 1973-01-13 | -10.97 |  | 666
91500035 | Unknown | 1973-04-14 | -10.94 |  | 666
91500035 | Unknown | 1973-06-21 | -10.97 |  | 666
91500035 | Unknown | 1973-07-13 | -11.03 |  | 666
91500035 | Unknown | 1973-09-02 | -10.98 |  | 666
91500035 | Unknown | 1973-09-30 | -10.99 |  | 666
91500035 | Unknown | 1973-12-30 | -10.94 |  | 666
91500035 | Unknown | 1974-03-13 | -10.79 |  | 666
91500035 | Unknown | 1974-07-31 | -10.55 |  | 666
91500035 | Unknown | 1974-09-30 | -10.53 |  | 666
91500035 | Unknown | 1974-10-23 | -10.65 |  | 666
91500035 | Unknown | 1974-12-31 | -10.57 |  | 666
91500035 | Unknown | 1975-02-26 | -10.51 |  | 666
91500035 | Unknown | 1975-05-24 | -10.45 |  | 666
91500035 | Unknown | 1975-06-05 | -10.55 |  | 666
91500035 | Unknown | 1975-06-11 | -10.55 |  | 666
91500035 | Unknown | 1975-07-01 | -10.55 |  | 666
91500035 | Unknown | 1975-10-11 | -10.6 |  | 666
91500035 | Unknown | 1975-12-01 | -10.57 |  | 666
91500035 | Unknown | 1976-03-23 | -10.44 |  | 666
91500035 | Unknown | 1976-07-20 | -10.39 |  | 666
91500035 | Unknown | 1976-08-23 | -10.33 |  | 666
91500035 | Unknown | 1976-10-05 | -10.4 |  | 666
91500035 | Unknown | 1976-10-14 | -10.35 |  | 666
91500035 | Unknown | 1976-10-18 | -10.37 |  | 666
91500035 | Unknown | 1976-12-02 | -10.29 |  | 666
91500035 | Unknown | 1976-12-03 | -10.28 |  | 666
91500035 | Unknown | 1976-12-04 | -10.28 |  | 666
91500035 | Unknown | 1976-12-05 | -10.27 |  | 666
91500035 | Unknown | 1976-12-06 | -10.26 |  | 666
91500035 | Unknown | 1976-12-07 | -10.26 |  | 666
91500035 | Unknown | 1976-12-08 | -10.26 |  | 666
91500035 | Unknown | 1976-12-09 | -10.26 |  | 666
91500035 | Unknown | 1976-12-10 | -10.27 |  | 666
91500035 | Unknown | 1976-12-11 | -10.28 |  | 666
91500035 | Unknown | 1976-12-12 | -10.28 |  | 666
91500035 | Unknown | 1976-12-13 | -10.28 |  | 666
91500035 | Unknown | 1976-12-14 | -10.27 |  | 666
91500035 | Unknown | 1976-12-15 | -10.26 |  | 666
91500035 | Unknown | 1976-12-16 | -10.26 |  | 666
91500035 | Unknown | 1976-12-17 | -10.26 |  | 666
91500035 | Unknown | 1976-12-18 | -10.27 |  | 666
91500035 | Unknown | 1976-12-19 | -10.26 |  | 666
91500035 | Unknown | 1976-12-20 | -10.28 |  | 666
91500035 | Unknown | 1976-12-21 | -10.3 |  | 666
91500035 | Unknown | 1976-12-22 | -10.29 |  | 666
91500035 | Unknown | 1976-12-23 | -10.28 |  | 666
91500035 | Unknown | 1976-12-24 | -10.28 |  | 666
91500035 | Unknown | 1976-12-25 | -10.28 |  | 666
91500035 | Unknown | 1976-12-26 | -10.27 |  | 666
91500035 | Unknown | 1976-12-27 | -10.27 |  | 666
91500035 | Unknown | 1976-12-28 | -10.26 |  | 666
91500035 | Unknown | 1976-12-29 | -10.26 |  | 666
91500035 | Unknown | 1976-12-30 | -10.27 |  | 666
91500035 | Unknown | 1976-12-31 | -10.27 |  | 666
91500035 | Unknown | 1977-01-01 | -10.28 |  | 666
91500035 | Unknown | 1977-01-02 | -10.28 |  | 666
91500035 | Unknown | 1977-01-03 | -10.26 |  | 666
91500035 | Unknown | 1977-01-04 | -10.28 |  | 666
91500035 | Unknown | 1977-01-05 | -10.28 |  | 666
91500035 | Unknown | 1977-01-06 | -10.27 |  | 666
91500035 | Unknown | 1977-01-07 | -10.27 |  | 666
91500035 | Unknown | 1977-01-08 | -10.27 |  | 666
91500035 | Unknown | 1977-01-09 | -10.26 |  | 666
91500035 | Unknown | 1977-01-10 | -10.25 |  | 666
91500035 | Unknown | 1977-01-11 | -10.27 |  | 666
91500035 | Unknown | 1977-01-12 | -10.27 |  | 666
91500035 | Unknown | 1977-01-13 | -10.27 |  | 666
91500035 | Unknown | 1977-01-14 | -10.27 |  | 666
91500035 | Unknown | 1977-01-15 | -10.28 |  | 666
91500035 | Unknown | 1977-01-16 | -10.27 |  | 666
91500035 | Unknown | 1977-01-17 | -10.27 |  | 666
91500035 | Unknown | 1977-01-18 | -10.28 |  | 666
91500035 | Unknown | 1977-01-19 | -10.27 |  | 666
91500035 | Unknown | 1977-01-20 | -10.26 |  | 666
91500035 | Unknown | 1977-01-21 | -10.26 |  | 666
91500035 | Unknown | 1977-01-22 | -10.26 |  | 666
91500035 | Unknown | 1977-01-23 | -10.26 |  | 666
91500035 | Unknown | 1977-01-24 | -10.27 |  | 666
91500035 | Unknown | 1977-01-25 | -10.26 |  | 666
91500035 | Unknown | 1977-01-26 | -10.26 |  | 666
91500035 | Unknown | 1977-01-27 | -10.27 |  | 666
91500035 | Unknown | 1977-01-28 | -10.28 |  | 666
91500035 | Unknown | 1977-01-29 | -10.28 |  | 666
91500035 | Unknown | 1977-01-30 | -10.28 |  | 666
91500035 | Unknown | 1977-01-31 | -10.28 |  | 666
91500035 | Unknown | 1977-02-01 | -10.28 |  | 666
91500035 | Unknown | 1977-02-02 | -10.29 |  | 666
91500035 | Unknown | 1977-02-03 | -10.29 |  | 666
91500035 | Unknown | 1977-02-04 | -10.29 |  | 666
91500035 | Unknown | 1977-02-05 | -10.3 |  | 666
91500035 | Unknown | 1977-02-06 | -10.29 |  | 666
91500035 | Unknown | 1977-02-07 | -10.29 |  | 666
91500035 | Unknown | 1977-02-08 | -10.28 |  | 666
91500035 | Unknown | 1977-02-09 | -10.28 |  | 666
91500035 | Unknown | 1977-02-10 | -10.28 |  | 666
91500035 | Unknown | 1977-02-11 | -10.27 |  | 666
91500035 | Unknown | 1977-02-12 | -10.27 |  | 666
91500035 | Unknown | 1977-02-13 | -10.27 |  | 666
91500035 | Unknown | 1977-02-14 | -10.27 |  | 666
91500035 | Unknown | 1977-02-15 | -10.26 |  | 666
91500035 | Unknown | 1977-02-16 | -10.26 |  | 666
91500035 | Unknown | 1977-02-17 | -10.25 |  | 666
91500035 | Unknown | 1977-02-18 | -10.27 |  | 666
91500035 | Unknown | 1977-02-19 | -10.29 |  | 666
91500035 | Unknown | 1977-02-20 | -10.29 |  | 666
91500035 | Unknown | 1977-02-21 | -10.28 |  | 666
91500035 | Unknown | 1977-02-22 | -10.28 |  | 666
91500035 | Unknown | 1977-02-23 | -10.28 |  | 666
91500035 | Unknown | 1977-02-24 | -10.29 |  | 666
91500035 | Unknown | 1977-02-25 | -10.3 |  | 666
91500035 | Unknown | 1977-02-26 | -10.29 |  | 666
91500035 | Unknown | 1977-02-27 | -10.29 |  | 666
91500035 | Unknown | 1977-02-28 | -10.29 |  | 666
91500035 | Unknown | 1977-03-01 | -10.29 |  | 666
91500035 | Unknown | 1977-03-02 | -10.29 |  | 666
91500035 | Unknown | 1977-03-03 | -10.29 |  | 666
91500035 | Unknown | 1977-03-04 | -10.29 |  | 666
91500035 | Unknown | 1977-03-05 | -10.29 |  | 666
91500035 | Unknown | 1977-03-06 | -10.3 |  | 666
91500035 | Unknown | 1977-03-07 | -10.31 |  | 666
91500035 | Unknown | 1977-03-08 | -10.31 |  | 666
91500035 | Unknown | 1977-03-09 | -10.31 |  | 666
91500035 | Unknown | 1977-03-10 | -10.32 |  | 666
91500035 | Unknown | 1977-03-11 | -10.3 |  | 666
91500035 | Unknown | 1977-03-12 | -10.29 |  | 666
91500035 | Unknown | 1977-03-13 | -10.28 |  | 666
91500035 | Unknown | 1977-03-14 | -10.28 |  | 666
91500035 | Unknown | 1977-03-15 | -10.28 |  | 666
91500035 | Unknown | 1977-03-16 | -10.29 |  | 666
91500035 | Unknown | 1977-03-17 | -10.28 |  | 666
91500035 | Unknown | 1977-03-18 | -10.28 |  | 666
91500035 | Unknown | 1977-03-19 | -10.28 |  | 666
91500035 | Unknown | 1977-03-20 | -10.28 |  | 666
91500035 | Unknown | 1977-03-21 | -10.27 |  | 666
91500035 | Unknown | 1977-03-22 | -10.28 |  | 666
91500035 | Unknown | 1977-03-23 | -10.27 |  | 666
91500035 | Unknown | 1977-03-24 | -10.27 |  | 666
91500035 | Unknown | 1977-03-25 | -10.27 |  | 666
91500035 | Unknown | 1977-03-26 | -10.27 |  | 666
91500035 | Unknown | 1977-03-27 | -10.27 |  | 666
91500035 | Unknown | 1977-03-28 | -10.29 |  | 666
91500035 | Unknown | 1977-03-29 | -10.28 |  | 666
91500035 | Unknown | 1977-03-30 | -10.28 |  | 666
91500035 | Unknown | 1977-03-31 | -10.26 |  | 666
91500035 | Unknown | 1977-04-01 | -10.25 |  | 666
91500035 | Unknown | 1977-04-02 | -10.24 |  | 666
91500035 | Unknown | 1977-04-03 | -10.25 |  | 666
91500035 | Unknown | 1977-04-04 | -10.25 |  | 666
91500035 | Unknown | 1977-04-05 | -10.54 |  | 666
91500035 | Unknown | 1977-04-06 | -10.54 |  | 666
91500035 | Unknown | 1977-04-07 | -10.55 |  | 666
91500035 | Unknown | 1977-04-08 | -10.55 |  | 666
91500035 | Unknown | 1977-04-09 | -10.54 |  | 666
91500035 | Unknown | 1977-04-10 | -10.57 |  | 666
91500035 | Unknown | 1977-04-11 | -10.57 |  | 666
91500035 | Unknown | 1977-04-12 | -10.6 |  | 666
91500035 | Unknown | 1977-04-13 | -10.6 |  | 666
91500035 | Unknown | 1977-04-14 | -10.6 |  | 666
91500035 | Unknown | 1977-04-15 | -10.6 |  | 666
91500035 | Unknown | 1977-04-16 | -10.6 |  | 666
91500035 | Unknown | 1977-04-17 | -10.4 |  | 666
91500035 | Unknown | 1977-04-18 | -10.59 |  | 666
91500035 | Unknown | 1977-04-19 | -10.59 |  | 666
91500035 | Unknown | 1977-04-20 | -10.59 |  | 666
91500035 | Unknown | 1977-04-21 | -10.58 |  | 666
91500035 | Unknown | 1977-04-22 | -10.58 |  | 666
91500035 | Unknown | 1977-04-23 | -10.58 |  | 666
91500035 | Unknown | 1977-04-24 | -10.58 |  | 666
91500035 | Unknown | 1977-04-25 | -10.58 |  | 666
91500035 | Unknown | 1977-04-26 | -10.58 |  | 666
91500035 | Unknown | 1977-04-27 | -10.58 |  | 666
91500035 | Unknown | 1977-04-28 | -10.58 |  | 666
91500035 | Unknown | 1977-04-29 | -10.58 |  | 666
91500035 | Unknown | 1977-04-30 | -10.5 |  | 666
91500035 | Unknown | 1977-05-01 | -10.57 |  | 666
91500035 | Unknown | 1977-05-02 | -10.57 |  | 666
91500035 | Unknown | 1977-05-03 | -10.57 |  | 666
91500035 | Unknown | 1977-05-04 | -10.57 |  | 666
91500035 | Unknown | 1977-05-05 | -10.57 |  | 666
91500035 | Unknown | 1977-05-06 | -10.57 |  | 666
91500035 | Unknown | 1977-05-07 | -10.57 |  | 666
91500035 | Unknown | 1977-05-08 | -10.57 |  | 666
91500035 | Unknown | 1977-05-09 | -10.57 |  | 666
91500035 | Unknown | 1977-05-10 | -10.57 |  | 666
91500035 | Unknown | 1977-05-11 | -10.57 |  | 666
91500035 | Unknown | 1977-05-12 | -10.57 |  | 666
91500035 | Unknown | 1977-05-13 | -10.57 |  | 666
91500035 | Unknown | 1977-05-14 | -10.57 |  | 666
91500035 | Unknown | 1977-05-15 | -10.57 |  | 666
91500035 | Unknown | 1977-05-16 | -10.57 |  | 666
91500035 | Unknown | 1977-05-17 | -10.57 |  | 666
91500035 | Unknown | 1977-05-18 | -10.57 |  | 666
91500035 | Unknown | 1977-05-19 | -10.57 |  | 666
91500035 | Unknown | 1977-05-20 | -10.57 |  | 666
91500035 | Unknown | 1977-05-21 | -10.57 |  | 666
91500035 | Unknown | 1977-05-22 | -10.57 |  | 666
91500035 | Unknown | 1977-05-23 | -10.57 |  | 666
91500035 | Unknown | 1977-05-24 | -10.57 |  | 666
91500035 | Unknown | 1977-05-25 | -10.57 |  | 666
91500035 | Unknown | 1977-05-26 | -10.57 |  | 666
91500035 | Unknown | 1977-05-27 | -10.57 |  | 666
91500035 | Unknown | 1977-05-28 | -10.56 |  | 666
91500035 | Unknown | 1977-05-29 | -10.57 |  | 666
91500035 | Unknown | 1977-05-30 | -10.57 |  | 666
91500035 | Unknown | 1977-05-31 | -10.57 |  | 666
91500035 | Unknown | 1977-06-01 | -10.56 |  | 666
91500035 | Unknown | 1977-06-02 | -10.56 |  | 666
91500035 | Unknown | 1977-06-03 | -10.56 |  | 666
91500035 | Unknown | 1977-06-04 | -10.57 |  | 666
91500035 | Unknown | 1977-06-05 | -10.57 |  | 666
91500035 | Unknown | 1977-06-06 | -10.57 |  | 666
91500035 | Unknown | 1977-06-07 | -10.57 |  | 666
91500035 | Unknown | 1977-06-08 | -10.57 |  | 666
91500035 | Unknown | 1977-06-09 | -10.57 |  | 666
91500035 | Unknown | 1977-06-10 | -10.57 |  | 666
91500035 | Unknown | 1977-06-11 | -10.57 |  | 666
91500035 | Unknown | 1977-06-12 | -10.57 |  | 666
91500035 | Unknown | 1977-06-13 | -10.57 |  | 666
91500035 | Unknown | 1977-06-14 | -10.57 |  | 666
91500035 | Unknown | 1977-06-15 | -10.57 |  | 666
91500035 | Unknown | 1977-06-16 | -10.57 |  | 666
91500035 | Unknown | 1977-06-17 | -10.57 |  | 666
91500035 | Unknown | 1977-06-18 | -10.57 |  | 666
91500035 | Unknown | 1977-06-19 | -10.57 |  | 666
91500035 | Unknown | 1977-06-20 | -10.57 |  | 666
91500035 | Unknown | 1977-06-21 | -10.57 |  | 666
91500035 | Unknown | 1977-06-22 | -10.57 |  | 666
91500035 | Unknown | 1977-06-23 | -10.57 |  | 666
91500035 | Unknown | 1977-06-24 | -10.57 |  | 666
91500035 | Unknown | 1977-06-25 | -10.56 |  | 666
91500035 | Unknown | 1977-06-26 | -10.56 |  | 666
91500035 | Unknown | 1977-06-27 | -10.56 |  | 666
91500035 | Unknown | 1977-06-28 | -10.57 |  | 666
91500035 | Unknown | 1977-06-29 | -10.56 |  | 666
91500035 | Unknown | 1977-06-30 | -10.56 |  | 666
91500035 | Unknown | 1977-07-01 | -10.56 |  | 666
91500035 | Unknown | 1977-07-02 | -10.56 |  | 666
91500035 | Unknown | 1977-07-03 | -10.56 |  | 666
91500035 | Unknown | 1977-07-04 | -10.56 |  | 666
91500035 | Unknown | 1977-07-05 | -10.56 |  | 666
91500035 | Unknown | 1977-07-06 | -10.56 |  | 666
91500035 | Unknown | 1977-07-07 | -10.56 |  | 666
91500035 | Unknown | 1977-07-08 | -10.56 |  | 666
91500035 | Unknown | 1977-07-09 | -10.56 |  | 666
91500035 | Unknown | 1977-07-10 | -10.56 |  | 666
91500035 | Unknown | 1977-07-11 | -10.56 |  | 666
91500035 | Unknown | 1977-07-12 | -10.56 |  | 666
91500035 | Unknown | 1977-07-13 | -10.54 |  | 666
91500035 | Unknown | 1977-07-24 | -10.54 |  | 666
91500035 | Unknown | 1977-07-25 | -10.5 |  | 666
91500035 | Unknown | 1977-07-26 | -10.53 |  | 666
91500035 | Unknown | 1977-08-06 | -10.53 |  | 666
91500035 | Unknown | 1977-08-07 | -10.52 |  | 666
91500035 | Unknown | 1977-08-15 | -10.5 |  | 666
91500035 | Unknown | 1977-08-21 | -10.52 |  | 666
91500035 | Unknown | 1977-09-06 | -10.51 |  | 666
91500035 | Unknown | 1977-09-07 | -10.48 |  | 666
91500035 | Unknown | 1977-09-25 | -10.46 |  | 666
91500035 | Unknown | 1977-09-26 | -10.43 |  | 666
91500035 | Unknown | 1977-09-27 | -10.47 |  | 666
91500035 | Unknown | 1977-10-18 | -10.65 |  | 666
91500035 | Unknown | 1978-04-04 | -10.92 |  | 666
91500035 | Unknown | 1978-04-21 | -10.89 |  | 666
91500035 | Unknown | 1978-07-29 | -11.1 |  | 666
91500035 | Unknown | 1978-11-28 | -11.22 |  | 666
91500035 | Unknown | 1979-06-27 | -11.4 |  | 666
91500038 | Alluvium | 1967-04-01 | -15.86 |  | 666
91500038 | Alluvium | 1967-07-28 | -16.29 |  | 666
91500038 | Alluvium | 1967-10-25 | -16.09 |  | 666
91500038 | Alluvium | 1968-02-05 | -16.21 |  | 666
91500038 | Alluvium | 1968-07-04 | -16.24 |  | 666
91500038 | Alluvium | 1968-08-11 | -16.19 |  | 666
91500038 | Alluvium | 1968-11-19 | -16.26 |  | 666
91500038 | Alluvium | 1969-01-17 | -16.29 |  | 666
91500038 | Alluvium | 1969-05-23 | -16.24 |  | 666
91500038 | Alluvium | 1969-08-07 | -16.24 |  | 666
91500038 | Alluvium | 1969-10-24 | -16.28 |  | 666
91500038 | Alluvium | 1970-01-07 | -16.36 |  | 666
91500038 | Alluvium | 1970-04-27 | -16.29 |  | 666
91500038 | Alluvium | 1970-10-06 | -16.34 |  | 666
91500038 | Alluvium | 1971-02-15 | -16.39 |  | 666
91500038 | Alluvium | 1971-03-03 | -16.29 |  | 666
91500038 | Alluvium | 1971-05-28 | -16.29 |  | 666
91500038 | Alluvium | 1971-07-26 | -16.29 |  | 666
91500038 | Alluvium | 1971-09-21 | -16.33 |  | 666
91500038 | Alluvium | 1971-12-02 | -16.29 |  | 666
91500038 | Alluvium | 1972-02-21 | -16.36 |  | 666
91500038 | Alluvium | 1972-04-11 | -16.33 |  | 666
91500038 | Alluvium | 1972-06-14 | -16.36 |  | 666
91500038 | Alluvium | 1972-10-03 | -16.29 |  | 666
91500038 | Alluvium | 1972-12-12 | -16.33 |  | 666
91500038 | Alluvium | 1973-06-06 | -16.74 |  | 666
91500038 | Alluvium | 1974-03-12 | -16.49 |  | 666
91500038 | Alluvium | 1974-04-08 | -16.45 |  | 666
91500038 | Alluvium | 1974-10-23 | -16.4 |  | 666
91500038 | Alluvium | 1975-06-05 | -16.38 |  | 666
91500038 | Alluvium | 1975-10-11 | -16.33 |  | 666
91500038 | Alluvium | 1975-12-01 | -16.37 |  | 666
91500038 | Alluvium | 1976-03-23 | -16.34 |  | 666
91500038 | Alluvium | 1976-07-20 | -16.31 |  | 666
91500038 | Alluvium | 1976-10-05 | -16.28 |  | 666
91500038 | Alluvium | 1977-04-05 | -16.29 |  | 666
91500038 | Alluvium | 1977-07-13 | -16.28 |  | 666
91500038 | Alluvium | 1977-10-18 | -16.21 |  | 666
91500038 | Alluvium | 1978-04-04 | -16.25 |  | 666
91500038 | Alluvium | 1978-07-28 | -16.31 |  | 666
91500038 | Alluvium | 1979-06-27 | -16.26 |  | 666
91500039 | Alluvium | 1967-04-01 | -16.08 |  | 666
91500039 | Alluvium | 1967-07-28 | -16.51 |  | 666
91500039 | Alluvium | 1967-10-25 | -7.45 |  | 666
91500039 | Alluvium | 1968-02-05 | -16.64 |  | 666
91500039 | Alluvium | 1968-07-04 | -16.5 |  | 666
91500039 | Alluvium | 1968-08-11 | -16.44 |  | 666
91500039 | Alluvium | 1968-11-19 | -16.47 |  | 666
91500039 | Alluvium | 1969-01-17 | -16.44 |  | 666
91500039 | Alluvium | 1969-05-23 | -16.49 |  | 666
91500039 | Alluvium | 1969-08-07 | -16.49 |  | 666
91500039 | Alluvium | 1969-10-24 | -16.52 |  | 666
91500039 | Alluvium | 1970-01-07 | -16.66 |  | 666
91500039 | Alluvium | 1970-04-27 | -16.6 |  | 666
91500039 | Alluvium | 1970-10-06 | -16.63 |  | 666
91500039 | Alluvium | 1971-02-15 | -16.69 |  | 666
91500039 | Alluvium | 1971-03-03 | -16.63 |  | 666
91500039 | Alluvium | 1971-05-28 | -16.6 |  | 666
91500039 | Alluvium | 1971-07-26 | -16.54 |  | 666
91500039 | Alluvium | 1971-09-21 | -25.72 |  | 666
91500039 | Alluvium | 1971-12-02 | -25.72 |  | 666
91500039 | Alluvium | 1972-02-21 | -16.57 |  | 666
91500039 | Alluvium | 1972-04-11 | -16.57 |  | 666
91500039 | Alluvium | 1972-06-14 | -16.54 |  | 666
91500039 | Alluvium | 1972-10-03 | -16.48 |  | 666
91500039 | Alluvium | 1972-12-12 | -16.48 |  | 666
91500039 | Alluvium | 1973-06-06 | -16.47 |  | 666
91500039 | Alluvium | 1974-03-12 | -16.65 |  | 666
91500039 | Alluvium | 1974-04-08 | -16.65 |  | 666
91500039 | Alluvium | 1974-10-23 | -16.47 |  | 666
91500039 | Alluvium | 1975-06-05 | -16.37 |  | 666
91500039 | Alluvium | 1975-10-11 | -16.3 |  | 666
91500039 | Alluvium | 1975-12-01 | -16.3 |  | 666
91500039 | Alluvium | 1976-03-23 | -16.26 |  | 666
91500039 | Alluvium | 1976-07-20 | -16.18 |  | 666
91500039 | Alluvium | 1976-10-05 | -16.13 |  | 666
91500039 | Alluvium | 1977-04-05 | -16.14 |  | 666
91500039 | Alluvium | 1977-07-13 | -16.1 |  | 666
91500039 | Alluvium | 1977-10-18 | -16.07 |  | 666
91500039 | Alluvium | 1978-04-04 | -16.17 |  | 666
91500039 | Alluvium | 1978-07-28 | -16.24 |  | 666
91500039 | Alluvium | 1979-06-27 | -16.22 |  | 666
91500041 | Unknown | 1969-05-23 | -9.34 |  | 666
91500041 | Unknown | 1969-08-07 | -9.34 |  | 666
91500041 | Unknown | 1969-10-24 | -9.34 |  | 666
91500041 | Unknown | 1970-01-07 | -9.34 |  | 666
91500041 | Unknown | 1970-04-27 | -9.34 |  | 666
91500041 | Unknown | 1970-10-06 | -9.34 |  | 666
91500041 | Unknown | 1971-02-16 | -6.26 |  | 666
91500041 | Unknown | 1971-03-03 | -6.38 |  | 666
91500041 | Unknown | 1971-05-28 | -6.56 |  | 666
91500041 | Unknown | 1971-07-26 | -6.99 |  | 666
91500041 | Unknown | 1971-09-21 | -9.34 |  | 666
91500041 | Unknown | 1971-12-02 | -9.34 |  | 666
91500041 | Unknown | 1972-02-21 | -6.32 |  | 666
91500041 | Unknown | 1972-04-11 | -6.38 |  | 666
91500041 | Unknown | 1972-06-14 | -6.93 |  | 666
91500041 | Unknown | 1972-10-03 | -9.34 |  | 666
91500041 | Unknown | 1972-12-13 | -7.17 |  | 666
91500041 | Unknown | 1973-06-06 | -7.12 |  | 666
91500041 | Unknown | 1974-03-12 | -6.1 |  | 666
91500041 | Unknown | 1974-04-08 | -6.36 |  | 666
91500041 | Unknown | 1974-10-23 | -7.3 |  | 666
91500041 | Unknown | 1975-06-05 | -6.7 |  | 666
91500041 | Unknown | 1975-10-11 | -7.38 |  | 666
91500041 | Unknown | 1975-12-01 | -7.12 |  | 666
91500041 | Unknown | 1976-03-23 | -6.45 |  | 666
91500041 | Unknown | 1976-07-21 | -7.07 |  | 666
91500041 | Unknown | 1976-10-06 | -7.39 |  | 666
91500041 | Unknown | 1977-04-05 | -6.53 |  | 666
91500041 | Unknown | 1977-07-12 | -7.02 |  | 666
91500041 | Unknown | 1977-10-18 | -9.34 |  | 666
91500041 | Unknown | 1978-04-04 | -9.34 |  | 666
91500041 | Unknown | 1978-07-29 | -9.34 |  | 666
91500041 | Unknown | 1979-06-27 | -7.33 |  | 666
91500042 | Unknown | 1969-05-23 | -11.14 |  | 666
91500042 | Unknown | 1969-08-07 | -11.14 |  | 666
91500042 | Unknown | 1969-10-24 | -11.14 |  | 666
91500042 | Unknown | 1970-01-07 | -10.35 |  | 666
91500042 | Unknown | 1970-04-27 | -11.14 |  | 666
91500042 | Unknown | 1970-10-06 | -11.14 |  | 666
91500042 | Unknown | 1971-02-16 | -11.14 |  | 666
91500042 | Unknown | 1971-03-03 | -11.14 |  | 666
91500042 | Unknown | 1971-05-28 | -11.14 |  | 666
91500042 | Unknown | 1971-07-26 | -11.14 |  | 666
91500042 | Unknown | 1971-09-21 | -11.14 |  | 666
91500042 | Unknown | 1971-12-02 | -11.14 |  | 666
91500042 | Unknown | 1972-02-21 | -11.14 |  | 666
91500042 | Unknown | 1972-04-11 | -11.14 |  | 666
91500042 | Unknown | 1972-06-14 | -11.14 |  | 666
91500042 | Unknown | 1972-10-03 | -11.14 |  | 666
91500042 | Unknown | 1972-12-13 | -11.14 |  | 666
91500042 | Unknown | 1973-06-06 | -11.14 |  | 666
91500042 | Unknown | 1974-03-12 | -11.14 |  | 666
91500042 | Unknown | 1974-04-08 | -11.14 |  | 666
91500042 | Unknown | 1974-10-23 | -11.14 |  | 666
91500042 | Unknown | 1975-06-05 | -11.14 |  | 666
91500042 | Unknown | 1975-10-11 | -11.14 |  | 666
91500042 | Unknown | 1975-12-01 | -11.14 |  | 666
91500042 | Unknown | 1976-03-23 | -11.14 |  | 666
91500042 | Unknown | 1976-07-21 | -11.14 |  | 666
91500042 | Unknown | 1976-10-06 | -11.14 |  | 666
91500042 | Unknown | 1977-04-05 | -11.14 |  | 666
91500042 | Unknown | 1977-07-12 | -11.14 |  | 666
91500042 | Unknown | 1977-10-18 | -11.14 |  | 666
91500042 | Unknown | 1978-04-04 | -11.14 |  | 666
91500042 | Unknown | 1978-07-29 | -11.14 |  | 666
91500042 | Unknown | 1979-06-27 | -11.14 |  | 666
91500044 | Unknown | 1969-05-23 | -9.92 |  | 666
91500044 | Unknown | 1969-08-07 | -9.98 |  | 666
91500044 | Unknown | 1969-10-24 | -10.09 |  | 666
91500044 | Unknown | 1970-01-07 | -10.28 |  | 666
91500044 | Unknown | 1970-04-27 | -10.24 |  | 666
91500044 | Unknown | 1970-10-06 | -10.48 |  | 666
91500044 | Unknown | 1971-02-16 | -10.59 |  | 666
91500044 | Unknown | 1971-03-03 | -10.56 |  | 666
91500044 | Unknown | 1971-05-28 | -10.56 |  | 666
91500044 | Unknown | 1971-07-26 | -10.56 |  | 666
91500044 | Unknown | 1971-09-21 | -10.56 |  | 666
91500044 | Unknown | 1971-12-02 | -10.65 |  | 666
91500044 | Unknown | 1972-02-21 | -10.74 |  | 666
91500044 | Unknown | 1972-04-11 | -10.65 |  | 666
91500044 | Unknown | 1972-06-14 | -10.71 |  | 666
91500044 | Unknown | 1972-10-03 | -10.71 |  | 666
91500044 | Unknown | 1972-12-13 | -10.8 |  | 666
91500044 | Unknown | 1973-06-06 | -10.79 |  | 666
91500044 | Unknown | 1974-03-12 | -10.89 |  | 666
91500044 | Unknown | 1974-04-08 | -10.83 |  | 666
91500044 | Unknown | 1974-10-23 | -10.83 |  | 666
91500044 | Unknown | 1975-06-05 | -10.85 |  | 666
91500044 | Unknown | 1975-10-11 | -10.82 |  | 666
91500044 | Unknown | 1975-12-01 | -10.91 |  | 666
91500044 | Unknown | 1976-03-23 | -10.72 |  | 666
91500044 | Unknown | 1976-07-21 | -10.69 |  | 666
91500044 | Unknown | 1976-10-06 | -10.7 |  | 666
91500044 | Unknown | 1977-04-05 | -10.84 |  | 666
91500044 | Unknown | 1977-07-12 | -10.83 |  | 666
91500044 | Unknown | 1977-10-18 | -10.89 |  | 666
91500044 | Unknown | 1978-04-04 | -11.1 |  | 666
91500044 | Unknown | 1978-07-29 | -11.23 |  | 666
91500044 | Unknown | 1979-06-27 | -11.48 |  | 666
91500045 | Unknown | 1969-05-23 | -8.79 |  | 666
91500045 | Unknown | 1969-08-07 | -8.82 |  | 666
91500045 | Unknown | 1969-10-24 | -8.92 |  | 666
91500045 | Unknown | 1970-01-07 | -8.98 |  | 666
91500045 | Unknown | 1970-04-27 | -9.02 |  | 666
91500045 | Unknown | 1970-10-06 | -9.24 |  | 666
91500045 | Unknown | 1971-02-16 | -9.28 |  | 666
91500045 | Unknown | 1971-03-03 | -9.25 |  | 666
91500045 | Unknown | 1972-12-13 | -9.56 |  | 666
91500045 | Unknown | 1973-06-06 | -9.5 |  | 666
91500045 | Unknown | 1974-03-12 | -9.4 |  | 666
91500045 | Unknown | 1974-04-08 | -9.4 |  | 666
91500045 | Unknown | 1974-10-23 | -3.6 |  | 666
91500045 | Unknown | 1975-06-05 | -9.7 |  | 666
91500045 | Unknown | 1975-10-11 | -9.65 |  | 666
91500045 | Unknown | 1975-12-01 | -9.75 |  | 666
91500045 | Unknown | 1976-03-23 | -9.52 |  | 666
91500045 | Unknown | 1976-07-21 | -9.56 |  | 666
91500045 | Unknown | 1976-10-06 | -9.55 |  | 666
91500045 | Unknown | 1977-04-05 | -9.65 |  | 666
91500045 | Unknown | 1977-07-12 | -9.65 |  | 666
91500045 | Unknown | 1977-10-18 | -9.8 |  | 666
91500045 | Unknown | 1978-04-04 | -9.95 |  | 666
91500045 | Unknown | 1978-07-29 | -9.91 |  | 666
91500045 | Unknown | 1979-06-27 | -10.23 |  | 666
91500046 | Unknown | 1970-01-06 | -11.64 |  | 666
91500046 | Unknown | 1970-04-28 | -11.79 |  | 666
91500046 | Unknown | 1970-10-04 | -11.98 |  | 666
91500046 | Unknown | 1971-02-16 | -12.04 |  | 666
91500046 | Unknown | 1971-03-03 | -11.95 |  | 666
91500046 | Unknown | 1971-05-28 | -11.95 |  | 666
91500046 | Unknown | 1971-07-26 | -11.92 |  | 666
91500046 | Unknown | 1971-09-22 | -12.01 |  | 666
91500046 | Unknown | 1971-12-02 | -12.1 |  | 666
91500046 | Unknown | 1972-02-21 | -12.13 |  | 666
91500046 | Unknown | 1972-04-10 | -12.13 |  | 666
91500046 | Unknown | 1972-06-14 | -12.13 |  | 666
91500046 | Unknown | 1972-10-03 | -12.13 |  | 666
91500046 | Unknown | 1972-12-13 | -12.1 |  | 666
91500046 | Unknown | 1973-06-07 | -11.16 |  | 666
91500046 | Unknown | 1974-03-13 | -8.73 |  | 666
91500046 | Unknown | 1974-04-09 | -8.88 |  | 666
91500046 | Unknown | 1974-10-23 | -9.4 |  | 666
91500046 | Unknown | 1975-06-05 | -9.65 |  | 666
91500046 | Unknown | 1975-10-12 | -9.75 |  | 666
91500046 | Unknown | 1975-12-02 | -7.35 |  | 666
91500046 | Unknown | 1976-04-07 | -9.56 |  | 666
91500046 | Unknown | 1976-07-21 | -9.5 |  | 666
91500046 | Unknown | 1976-10-06 | -9.5 |  | 666
91500046 | Unknown | 1977-04-05 | -9.52 |  | 666
91500046 | Unknown | 1977-07-13 | -9.5 |  | 666
91500046 | Unknown | 1977-10-17 | -9.51 |  | 666
91500046 | Unknown | 1978-04-05 | -9.77 |  | 666
91500046 | Unknown | 1978-07-29 | -9.82 |  | 666
91500046 | Unknown | 1979-06-27 | -9.37 |  | 666
91500047 | Unknown | 1973-06-07 | -7.9 |  | 666
91500047 | Unknown | 1974-03-13 | -6.07 |  | 666
91500047 | Unknown | 1974-04-09 | -6.45 |  | 666
91500047 | Unknown | 1974-10-23 | -7.87 |  | 666
91500047 | Unknown | 1975-06-05 | -6.79 |  | 666
91500047 | Unknown | 1975-10-12 | -7.75 |  | 666
91500047 | Unknown | 1975-12-02 | -9.79 |  | 666
91500047 | Unknown | 1976-04-07 | -6.12 |  | 666
91500047 | Unknown | 1976-07-21 | -7.05 |  | 666
91500047 | Unknown | 1976-10-06 | -7.54 |  | 666
91500047 | Unknown | 1977-04-05 | -6.29 |  | 666
91500047 | Unknown | 1977-07-13 | -6.97 |  | 666
91500047 | Unknown | 1977-10-17 | -7.64 |  | 666
91500047 | Unknown | 1978-04-05 | -7.78 |  | 666
91500047 | Unknown | 1978-07-29 | -8.52 |  | 666
91500047 | Unknown | 1979-06-27 | -7.26 |  | 666
91500048 | Unknown | 1970-01-06 | -8.65 |  | 666
91500048 | Unknown | 1970-04-28 | -8.87 |  | 666
91500048 | Unknown | 1970-10-04 | -9.58 |  | 666
91500048 | Unknown | 1971-02-16 | -6.67 |  | 666
91500048 | Unknown | 1971-03-03 | -6.88 |  | 666
91500048 | Unknown | 1971-05-28 | -7.22 |  | 666
91500048 | Unknown | 1971-07-26 | -7.89 |  | 666
91500048 | Unknown | 1971-09-22 | -8.56 |  | 666
91500048 | Unknown | 1971-12-02 | -8.68 |  | 666
91500048 | Unknown | 1972-02-21 | -6.7 |  | 666
91500048 | Unknown | 1972-04-10 | -6.67 |  | 666
91500048 | Unknown | 1972-06-14 | -7.55 |  | 666
91500048 | Unknown | 1972-10-03 | -8.56 |  | 666
91500048 | Unknown | 1972-12-13 | -9.02 |  | 666
91500048 | Unknown | 1973-06-07 | -7.87 |  | 666
88 | Hooray Sandstone | 1922-06-12 | 23.5 |  | 667
88 | Unknown | 1922-06-12 |  | 23.5 | 667
88 | Hooray Sandstone | 1923-04-28 | 21.95 |  | 667
88 | Unknown | 1923-04-28 |  | 21.95 | 667
88 | Hooray Sandstone | 1970-03-06 | 21.59 |  | 667
88 | Unknown | 1970-03-06 |  | 21.46 | 667
88 | Hooray Sandstone | 1977-04-01 | 22.98 |  | 667
88 | Unknown | 1977-04-01 |  | 22.98 | 667
88 | Hooray Sandstone | 1979-01-09 | 22.94 |  | 667
88 | Unknown | 1979-01-09 |  | 22.94 | 667
88 | Hooray Sandstone | 1984-12-04 | 22.59 |  | 667
88 | Unknown | 1984-12-04 |  | 22.59 | 667
88 | Unknown | 1991-07-04 |  | 22.27 | 667
88 | Unknown | 1992-03-12 |  | 22.27 | 667
88 | Unknown | 1993-03-30 |  | 22.27 | 667
88 | Unknown | 2000-06-09 |  | 24.52 | 667
306 | Unknown | 1912-10-26 |  | 9.75 | 667
306 | Unknown | 1978-10-03 |  | 6.95 | 667
306 | Unknown | 1985-07-18 |  | 10.22 | 667
306 | Unknown | 1991-07-04 |  | 11.34 | 667
306 | Unknown | 1992-03-11 |  | 11.85 | 667
306 | Unknown | 1993-03-30 |  | 12.16 | 667
306 | Unknown | 1997-06-11 |  | 12.77 | 667
306 | Unknown | 2000-04-04 |  | 13.79 | 667
307 | Unknown | 1930-09-09 |  | 14.94 | 667
1203 | Unknown | 1912-10-17 |  | 12.19 | 667
1203 | Unknown | 1914-07-10 |  | 2.1 | 667
1204 | Unknown | 1984-12-12 |  | 3.66 | 667
1204 | Unknown | 1984-12-12 |  | 3.6 | 667
1204 | Unknown | 1984-12-12 |  | 3.66 | 667
1204 | Unknown | 1991-07-04 |  | 3.37 | 667
1204 | Unknown | 1992-03-12 |  | 3.47 | 667
1204 | Unknown | 1993-03-31 |  | 3.58 | 667
1204 | Unknown | 2004-02-25 |  | 4.17 | 667
1207 | Unknown | 1912-10-01 |  | 9.54 | 667
1222 | Unknown | 1973-03-19 |  | 7.68 | 667
1222 | Unknown | 1984-12-11 |  | 6.33 | 667
1228 | Unknown | 1990-11-08 |  | 18.39 | 667
1228 | Unknown | 1991-06-20 |  | 19 | 667
1228 | Unknown | 1992-03-10 |  | 18.9 | 667
1228 | Unknown | 1993-03-31 |  | 19 | 667
1228 | Unknown | 2000-04-04 |  | 20.02 | 667
1234 | Unknown | 20/03/1837 | -1.5 |  | 667
1237 | Unknown | 1927-01-01 |  | -36.58 | 667
1240 | Unknown | 1912-10-01 |  | 14.63 | 667
1240 | Unknown | 1990-11-15 |  | 9.4 | 667
1240 | Unknown | 1991-06-25 |  | 9.91 | 667
1240 | Unknown | 1992-07-09 |  | 9.91 | 667
1240 | Unknown | 1993-04-15 |  | 9.91 | 667
1240 | Unknown | 2000-06-06 |  | 10.73 | 667
1242 | Unknown | 1912-01-01 | -79.3 |  | 667
1244 | Unknown | 1937-04-08 | -119.8 |  | 667
1245 | Unknown | 1937-04-14 | -97.6 |  | 667
1260 | Unknown | 1984-12-13 |  | 5.31 | 667
1260 | Unknown | 1992-03-20 |  | 6.33 | 667
1260 | Unknown | 1993-03-31 |  | 6.23 | 667
1260 | Unknown | 2004-04-20 |  | 7.07 | 667
2137 | Unknown | 1985-07-19 |  | 6.23 | 667
2137 | Unknown | 1992-03-18 |  | 6.54 | 667
2137 | Unknown | 1993-04-01 |  | 6.44 | 667
2137 | Unknown | 2003-03-05 |  | 7.59 | 667
2143 | Unknown | 1/01/1893 | -1.5 |  | 667
2146 | Unknown | 1/01/1812 | -20.7 |  | 667
2152 | Unknown | 1912-08-13 |  | 15.36 | 667
2158 | Unknown | 1912-01-01 | -60.3 |  | 667
2165 | Unknown | 2008-07-04 |  | 3.98 | 667
3097 | Unknown | 1970-04-14 | -61 |  | 667
3107 | Unknown | 1937-04-19 | -85.4 |  | 667
3285 | Clematis Sandstone | 1937-05-01 | -30.5 |  | 667
4285 | Unknown | 1939-03-10 |  | -2.74 | 667
4285 | Unknown | 1948-02-20 |  | -1.83 | 667
4285 | Unknown | 1950-11-18 |  | -2.44 | 667
4285 | Unknown | 1952-04-02 |  | -2.44 | 667
4285 | Unknown | 1963-05-09 |  | -3.35 | 667
4285 | Unknown | 2004-04-21 |  | -2.29 | 667
4285 | Unknown | 31/12/1899 |  | 20 | 667
4288 | Unknown | 1912-06-21 |  | -4.11 | 667
4288 | Unknown | 1923-09-19 |  | -6.86 | 667
4288 | Unknown | 1939-03-10 |  | -7.62 | 667
4288 | Unknown | 1948-02-20 |  | -7.62 | 667
4288 | Unknown | 1952-04-02 |  | -7.62 | 667
4303 | Unknown | 1/01/1892 | 43 |  | 667
4303 | Unknown | 31/12/1899 |  | 29 | 667
4306 | Unknown | 1923-05-01 |  | 11.28 | 667
4306 | Hutton Sandstone | 1923-05-28 | 6.5 |  | 667
4306 | Unknown | 2001-04-04 |  | 7.05 | 667
4306 | Unknown | 2010-05-13 |  | 8.55 | 667
4308 | Unknown | 1912-06-18 |  | 5.18 | 667
4309 | Unknown | 1997-04-21 |  | 5.72 | 667
4309 | Unknown | 2000-06-20 |  | 6.84 | 667
4310 | Hooray Sandstone | 1912-06-19 | 11.8 |  | 667
4310 | Unknown | 1912-06-19 |  | 9.75 | 667
4310 | Unknown | 2004-10-25 |  | 10.63 | 667
5425 | Unknown | 1937-03-29 | -18.3 |  | 667
5531 | Unknown | 1983-01-14 | -30.48 |  | 667
5592 | Unknown | 1937-03-19 | -0.1 |  | 667
6144 | Unknown | 1915-01-01 | -76.81 |  | 667
6145 | Unknown | 1915-01-01 | -88.39 |  | 667
6209 | Unknown | 1937-04-14 | -88.4 |  | 667
6210 | Unknown | 1937-04-14 | -57.9 |  | 667
6276 | Unknown | 1916-01-01 | -54.9 |  | 667
6593 | Hutton Sandstone | 1987-03-17 | 0 |  | 667
6593 | Hutton Sandstone | 2004-07-07 | 0.82 |  | 667
7043 | Unknown | 1937-04-06 | -51.8 |  | 667
7078 | Unknown | 1970-04-16 | -106.68 |  | 667
7079 | Unknown | 1970-04-16 | -47.85 |  | 667
7121 | Unknown | 1941-09-24 |  | 13.26 | 667
7121 | Unknown | 1965-12-07 |  | 14.09 | 667
7121 | Unknown | 1977-04-03 | 11.18 |  | 667
7121 | Unknown | 1981-08-26 | 11.85 |  | 667
7121 | Unknown | 1987-03-19 |  | 12.53 | 667
7121 | Unknown | 1987-04-19 |  | 12.51 | 667
7258 | Unknown | 1938-01-01 | -89.9 |  | 667
7365 | Unknown | 1913-01-01 | -48.77 |  | 667
7884 | Unknown | 1970-04-16 |  | -0.61 | 667
7886 | Unknown | 1970-04-16 |  | -1.22 | 667
7889 | Unknown | 1939-04-01 | -27.4 |  | 667
7995 | Unknown | 1966-12-13 | -68.1 |  | 667
11133 | Unknown | 2005-08-29 | -6.06 |  | 667
11499 | Tertiary | 1949-01-01 | -48.8 |  | 667
12005 | Doncaster Member | 1952-06-24 | -12.2 |  | 667
12005 | Unknown | 1971-12-01 |  | -20.85 | 667
12061 | Wallumbilla Formation | 1951-06-21 | -15.2 |  | 667
12766 | Coreena Member | 1954-10-26 | -7.3 |  | 667
12766 | Unknown | 1971-12-01 |  | -21.03 | 667
12791 | Hooray Sandstone | 1953-08-04 | -8.5 |  | 667
12984 | Moolayember Formation | 1955-10-17 | -27.4 |  | 667
13443 | Unknown | 1957-11-21 |  | 8.3 | 667
13443 | Unknown | 1985-07-17 |  | 6.54 | 667
13443 | Unknown | 1988-11-17 |  | 6.33 | 667
13443 | Unknown | 1990-11-21 |  | 6.74 | 667
13443 | Unknown | 1991-06-25 |  | 6.03 | 667
13443 | Unknown | 1992-03-11 |  | 7.05 | 667
13443 | Unknown | 1993-03-30 |  | 6.13 | 667
13443 | Unknown | 1996-04-17 |  | 5.93 | 667
13443 | Unknown | 2000-06-07 |  | 7.56 | 667
13443 | Unknown | 2003-06-21 |  | 6.44 | 667
13443 | Unknown | 2006-06-06 |  | 6.83 | 667
13443 | Unknown | 2009-10-20 |  | 7.17 | 667
13721 | Tertiary | 1958-08-14 | -129.54 |  | 667
13721 | Tertiary | 1970-04-16 | -127.1 |  | 667
14217 | Clematis Sandstone | 1960-11-12 | -27.4 |  | 667
16521 | Unknown | 1966-05-18 |  | 11.27 | 667
16521 | Unknown | 1971-11-23 |  | 11.87 | 667
16835 | Unknown | 1966-01-01 |  | -100 | 667
16835 | Unknown | 1967-08-16 | -100 |  | 667
16985 | Unknown | 1966-01-01 |  | -5.3 | 667
16985 | Unknown | 1966-09-26 | -5.1 |  | 667
16986 | Unknown | 1966-01-01 |  | -25.2 | 667
16986 | Unknown | 1966-09-18 | -25.3 |  | 667
17096 | Tertiary | 1966-11-07 | -53.95 |  | 667
17766 | Hooray Sandstone | 1968-04-12 | -1.8 |  | 667
17950 | Unknown | 1987-05-22 |  | 14.29 | 667
17950 | Unknown | 1992-03-10 |  | 15.1 | 667
17950 | Unknown | 1993-03-31 |  | 15.1 | 667
17950 | Unknown | 2003-09-24 |  | 16.08 | 667
22799 | Unknown | 1987-03-12 |  | 15.25 | 667
22799 | Unknown | 1992-03-12 |  | 16.96 | 667
22799 | Unknown | 1993-03-31 |  | 16.96 | 667
22799 | Unknown | 2004-04-16 |  | 18.11 | 667
23062 | Unknown | 1987-03-16 |  | 15.32 | 667
23062 | Unknown | 1988-11-18 |  | 16.34 | 667
23062 | Unknown | 1990-11-16 |  | 18.69 | 667
23062 | Unknown | 1991-07-01 |  | 18.98 | 667
23062 | Unknown | 1991-07-29 |  | 18.88 | 667
23062 | Unknown | 1993-04-01 |  | 19.29 | 667
23062 | Unknown | 1996-04-18 |  | 19.92 | 667
23062 | Unknown | 2000-06-06 |  | 20.74 | 667
23062 | Unknown | 2003-06-20 |  | 20.12 | 667
23062 | Unknown | 2006-06-05 |  | 21.21 | 667
51292 | Unknown | 1984-05-16 | -16 |  | 667
51753 | Unknown | 1983-06-15 | 17.87 |  | 667
51753 | Unknown | 1987-03-19 |  | 28.44 | 667
69388 | Unknown | 1986-12-15 |  | 13.18 | 667
69388 | Unknown | 1988-11-22 |  | 13.48 | 667
69388 | Unknown | 1990-11-21 |  | 15.53 | 667
69388 | Unknown | 1991-06-25 |  | 15.83 | 667
69388 | Unknown | 1992-03-11 |  | 15.83 | 667
69388 | Unknown | 1993-04-15 |  | 15.94 | 667
69388 | Unknown | 1996-04-18 |  | 16.55 | 667
69388 | Unknown | 2000-06-07 |  | 17.57 | 667
69388 | Unknown | 2003-06-20 |  | 16.96 | 667
69388 | Unknown | 2006-06-05 |  | 17.83 | 667
69617 | Unknown | 1989-11-30 | -111.25 |  | 667
69647 | Unknown | 1990-08-29 |  | 10.35 | 667
69647 | Unknown | 1990-11-14 |  | 12.05 | 667
69647 | Unknown | 1991-06-26 |  | 12.46 | 667
69647 | Unknown | 1992-03-19 |  | 12.77 | 667
69647 | Unknown | 1993-04-01 |  | 12.87 | 667
69647 | Unknown | 2000-06-08 |  | 13.89 | 667
69658 | Unknown | 1991-06-24 |  | 11.63 | 667
69658 | Unknown | 2000-04-13 |  | 13.48 | 667
69719 | Moolayember Formation | 1991-12-19 | -60 |  | 667
69738 | Moolayember Formation | 1992-01-08 | -76 |  | 667
69778 | Unknown | 1992-07-08 |  | 19.51 | 667
69778 | Unknown | 1993-03-30 |  | 19.51 | 667
69778 | Unknown | 2000-06-08 |  | 20.12 | 667
69873 | Unknown | 1993-11-22 |  | 15.12 | 667
69873 | Unknown | 2000-04-06 |  | 16.45 | 667
93725 | Unknown | 2000-08-26 |  | -82 | 667
93821 | Unknown | 2003-09-23 |  | 10.69 | 667
103077 | Unknown | 1996-08-26 |  | -19.3 | 667
103077 | Ronlow Beds | 1997-09-04 | -74 |  | 667
103261 | Tertiary | 2001-05-14 | -78 |  | 667
103318 | Clematis Sandstone | 2000-08-29 | -93 |  | 667
103383 | Clematis Sandstone | 2000-03-02 | -42 |  | 667
103519 | Tertiary | 2002-09-26 | -54 |  | 667
118051 | Unknown | 2003-03-05 |  | 2.83 | 667
118538 | Unknown | 2004-04-08 |  | -16.05 | 667
118631 | Unknown | 2004-12-17 |  | -54.86 | 667
118658 | Unknown | 2006-10-20 |  | 15.32 | 667
118658 | Unknown | 2007-04-11 |  | 15.63 | 667
118658 | Unknown | 2009-10-20 |  | 15.85 | 667
118658 | Unknown | 2010-08-19 |  | 16.2 | 667
118667 | Unknown | 2007-03-14 |  | -36 | 667
118692 | Unknown | 2006-06-06 |  | 15.98 | 667
118772 | Unknown | 2006-08-19 |  | 5.11 | 667
118772 | Unknown | 2007-02-27 |  | 6.72 | 667
146034 | Unknown | 2008-06-14 |  | -8 | 667
146073 | Unknown | 2008-07-14 |  | 16.24 | 667
146243 | Unknown | 2009-07-17 |  | -9.5 | 667
146287 | Unknown | 2010-07-08 |  | 10.56 | 667
146287 | Unknown | 2010-08-09 |  | 14.71 | 667
1116 | Unknown | 1943-04-08 | -76.2 |  | 668
1124 | Unknown | 1913-01-01 | -67.1 |  | 668
1145 | Unknown | 1930-08-01 | -21.3 |  | 668
1174 | Dunda Beds | 1899-12-31 | -24.38 |  | 668
1175 | Dunda Beds | 1912-01-01 | -30.48 |  | 668
1177 | Unknown | 1974-12-01 | -39.6 |  | 668
1348 | Unknown | 1952-01-01 |  | 0.46 | 668
1350 | Unknown | 1999-07-15 |  | 8.68 | 668
5609 | Unknown | 1937-05-17 | -51.8 |  | 668
6000 | Unknown | 1937-03-28 | -76.2 |  | 668
9071 | Unknown | 1942-03-31 | -22.8 |  | 668
12159 | Tertiary | 1952-11-22 | -93.88 |  | 668
14194 | Unknown | 1960-06-22 | -54.86 |  | 668
14512 | Blackwater Group | 1960-10-12 | -18.29 |  | 668
15405 | Tertiary | 1952-11-30 | -30.5 |  | 668
15406 | Blackwater Group | 1949-01-01 | -18.3 |  | 668
15407 | Unknown | 1948-10-20 | -37.8 |  | 668
15408 | Unknown | 1962-10-19 | -73.2 |  | 668
36645 | Unknown | 1960-04-01 | -45.4 |  | 668
36649 | Unknown | 1940-07-01 | -15.8 |  | 668
36652 | Unknown | 1940-10-01 | -21.3 |  | 668
36653 | Unknown | 1959-06-01 | -10.6 |  | 668
36654 | Unknown | 1950-08-01 | -12.2 |  | 668
36656 | Unknown | 1940-08-01 | -14.9 |  | 668
36657 | Unknown | 1970-07-01 | -32.3 |  | 668
36659 | Unknown | 1953-08-01 | -20.4 |  | 668
36663 | Unknown | 1971-01-22 | -27.4 |  | 668
36664 | Unknown | 1971-01-22 | -24.4 |  | 668
36671 | Unknown | 1928-09-01 | -15.2 |  | 668
36771 | Unknown | 1920-01-01 |  | -36.6 | 668
36772 | Unknown | 1969-07-01 | -19.5 |  | 668
36774 | Unknown | 1963-01-01 | -21.9 |  | 668
36775 | Unknown | 1945-01-01 | -17.9 |  | 668
36776 | Unknown | 1971-06-01 | -21.3 |  | 668
36777 | Unknown | 1971-06-01 | -21.9 |  | 668
36780 | Unknown | 1940-06-01 | -12.2 |  | 668
36781 | Unknown | 1940-07-01 | -12.2 |  | 668
36782 | Unknown | 1971-06-01 | -12.2 |  | 668
36785 | Unknown | 1971-01-23 | -15.8 |  | 668
36786 | Unknown | 1971-01-23 | -15.8 |  | 668
36788 | Unknown | 1971-01-23 | -17.6 |  | 668
36789 | Unknown | 1971-01-23 | -16.4 |  | 668
36817 | Unknown | 1971-06-01 | -34.4 |  | 668
36818 | Unknown | 1971-06-01 | -35 |  | 668
36835 | Unknown | 1971-01-22 | -15.2 |  | 668
37258 | Joe Joe Group | 1971-10-06 | -40.84 |  | 668
38027 | Unknown | 1983-01-10 | -21.33 |  | 668
38028 | Unknown | 1983-01-10 | -25.9 |  | 668
38029 | Unknown | 1971-03-24 | -9.1 |  | 668
38079 | Unknown | 1899-12-31 | -9.14 |  | 668
38087 | Unknown | 1971-03-17 | -16.1 |  | 668
38088 | Unknown | 1971-03-27 | -21.9 |  | 668
38089 | Blackwater Group | 1971-03-27 | -17.3 |  | 668
38092 | Unknown | 1950-04-01 | -24.4 |  | 668
38093 | Unknown | 1950-01-01 | -13.7 |  | 668
38094 | Unknown | 1950-04-01 | -44.2 |  | 668
38095 | Unknown | 1950-06-01 | -73.2 |  | 668
38100 | Unknown | 1935-10-01 | -38.4 |  | 668
38101 | Unknown | 1953-10-01 | -41.1 |  | 668
38105 | Unknown | 1940-11-01 | -24.4 |  | 668
38106 | Unknown | 1940-11-01 | -16.7 |  | 668
38107 | Unknown | 1920-01-01 | -85.4 |  | 668
38109 | Unknown | 1956-01-01 | -32.9 |  | 668
38110 | Unknown | 1962-03-30 | -15.1 |  | 668
38110 | Unknown | 1962-04-09 | -15.1 |  | 668
38110 | Unknown | 1962-04-09 |  | -15.14 | 668
38110 | Unknown | 1969-02-12 |  | -15.09 | 668
38111 | Unknown | 1962-07-01 | -17.7 |  | 668
38112 | Tertiary | 1961-12-03 | -13.1 |  | 668
38112 | Unknown | 1961-12-07 |  | -13.11 | 668
38112 | Unknown | 1969-02-12 |  | -15.33 | 668
38112 | Tertiary | 1978-06-21 | -17.6 |  | 668
38112 | Tertiary | 2000-01-25 | -18.2 |  | 668
38112 | Tertiary | 2000-02-01 | -18.5 |  | 668
38112 | Tertiary | 2000-02-17 | -18.24 |  | 668
38112 | Tertiary | 2000-03-09 | -18.2 |  | 668
38112 | Tertiary | 2000-06-01 | -18.2 |  | 668
38112 | Tertiary | 2000-07-05 | -18.45 |  | 668
38112 | Tertiary | 2000-08-01 | -18.1 |  | 668
38112 | Tertiary | 2000-09-07 | -18.35 |  | 668
38112 | Tertiary | 2000-11-15 | -18 |  | 668
38112 | Tertiary | 2000-12-04 | -18.02 |  | 668
38112 | Tertiary | 2001-01-30 | -18.25 |  | 668
38112 | Tertiary | 2001-03-01 | -18.2 |  | 668
38112 | Tertiary | 2001-04-10 | -18 |  | 668
38112 | Tertiary | 2001-06-26 | -17.97 |  | 668
38112 | Tertiary | 2001-08-28 | -17.95 |  | 668
38112 | Tertiary | 2001-11-20 | -17.85 |  | 668
38112 | Tertiary | 2002-02-21 | -19 |  | 668
38112 | Tertiary | 2002-02-28 | -18.63 |  | 668
38112 | Tertiary | 2003-01-31 | -21.68 |  | 668
38112 | Tertiary | 2003-02-26 | -18.31 |  | 668
38112 | Tertiary | 2003-04-22 | -19.28 |  | 668
38112 | Tertiary | 2003-06-25 | -19.23 |  | 668
38112 | Tertiary | 2003-08-28 | -19.25 |  | 668
38113 | Unknown | 1963-09-01 | -14.9 |  | 668
38114 | Unknown | 1954-02-01 | -27.4 |  | 668
38147 | Unknown | 1971-03-24 | -15.2 |  | 668
38147 | Unknown | 1971-03-24 |  | -15.2 | 668
38162 | Unknown | 1972-02-21 | -18.3 |  | 668
51099 | Unknown | 1975-12-01 | -16.1 |  | 668
51099 | Unknown | 1987-09-29 | -19.59 |  | 668
51099 | Unknown | 1987-11-06 | -17.6 |  | 668
51263 | Unknown | 1979-10-18 |  | 10.57 | 668
51263 | Unknown | 1986-05-02 |  | 13.48 | 668
51263 | Unknown | 1990-11-13 |  | 12.36 | 668
51263 | Unknown | 2003-04-04 |  | 8.16 | 668
51366 | Unknown | 1979-10-24 | -31 |  | 668
51401 | Tertiary | 1980-05-20 | -17.6 |  | 668
51401 | Unknown | 1980-05-20 |  | -17.59 | 668
51401 | Tertiary | 1992-05-17 | -17.1 |  | 668
51401 | Tertiary | 1995-01-11 | -19.5 |  | 668
51401 | Tertiary | 1996-03-20 | -20.4 |  | 668
51401 | Tertiary | 1996-03-25 | -20.52 |  | 668
51401 | Tertiary | 1996-06-04 | -19.6 |  | 668
51401 | Tertiary | 1996-06-05 | -19.5 |  | 668
51401 | Tertiary | 1996-06-11 | -19.5 |  | 668
51401 | Tertiary | 1996-06-17 | -19.3 |  | 668
51401 | Tertiary | 1996-06-19 | -19.6 |  | 668
51401 | Tertiary | 1996-06-20 | -19.6 |  | 668
51401 | Tertiary | 1996-06-24 | -19.6 |  | 668
51401 | Tertiary | 2000-01-25 | -19.5 |  | 668
51401 | Tertiary | 2000-02-01 | -19.7 |  | 668
51401 | Tertiary | 2000-02-17 | -19.46 |  | 668
51401 | Tertiary | 2000-06-01 | -19.6 |  | 668
51401 | Tertiary | 2000-07-05 | -19.2 |  | 668
51401 | Tertiary | 2000-08-01 | -19.4 |  | 668
51401 | Tertiary | 2000-09-07 | -19.3 |  | 668
51401 | Tertiary | 2000-11-15 | -19.2 |  | 668
51401 | Tertiary | 2000-12-04 | -19.22 |  | 668
51401 | Tertiary | 2001-01-30 | -19.5 |  | 668
51401 | Tertiary | 2001-03-01 | -19.4 |  | 668
51401 | Tertiary | 2001-04-10 | -19.26 |  | 668
51401 | Tertiary | 2001-06-26 | -19.2 |  | 668
51401 | Tertiary | 2001-08-28 | -19.1 |  | 668
51401 | Tertiary | 2001-11-20 | -19.01 |  | 668
51401 | Tertiary | 2002-02-21 | -19.55 |  | 668
51401 | Tertiary | 2002-02-28 | -19.78 |  | 668
51401 | Tertiary | 2003-01-31 | -21.8 |  | 668
51401 | Tertiary | 2003-02-26 | -20.58 |  | 668
51401 | Tertiary | 2003-04-22 | -20.63 |  | 668
51401 | Tertiary | 2003-06-25 | -20.49 |  | 668
51401 | Tertiary | 2003-08-28 | -20.6 |  | 668
51402 | Tertiary | 1980-05-26 | -17.1 |  | 668
51402 | Unknown | 1980-05-26 |  | -17.1 | 668
51402 | Tertiary | 2000-03-09 | -19.45 |  | 668
51402 | Tertiary | 2002-02-28 | -19.48 |  | 668
51408 | Unknown | 1981-04-03 | -16.4 |  | 668
51408 | Unknown | 1981-04-03 |  | -16.4 | 668
51458 | Unknown | 1981-12-01 | -15.82 |  | 668
51531 | Unknown | 1984-05-29 |  | 14.76 | 668
51531 | Unknown | 2003-04-04 |  | 13.24 | 668
51682 | Unknown | 1989-11-07 | -51.82 |  | 668
51881 | Tertiary | 1984-01-03 | -15.21 |  | 668
51881 | Unknown | 1984-01-03 |  | -15.72 | 668
51881 | Tertiary | 2000-01-25 | -18.5 |  | 668
51881 | Tertiary | 2000-02-01 | -18.7 |  | 668
51881 | Tertiary | 2000-02-17 | -16.6 |  | 668
51881 | Tertiary | 2000-03-09 | -17.4 |  | 668
51881 | Tertiary | 2000-06-01 | -16.55 |  | 668
51881 | Tertiary | 2000-07-05 | -18.05 |  | 668
51881 | Tertiary | 2000-08-01 | -18.1 |  | 668
51881 | Tertiary | 2000-09-07 | -18.2 |  | 668
51881 | Tertiary | 2000-11-15 | -16.4 |  | 668
51881 | Tertiary | 2000-12-04 | -16.9 |  | 668
51881 | Tertiary | 2001-01-30 | -18.51 |  | 668
51881 | Tertiary | 2001-03-01 | -18.34 |  | 668
51881 | Tertiary | 2001-04-10 | -17.82 |  | 668
51881 | Tertiary | 2001-06-26 | -17.9 |  | 668
51881 | Tertiary | 2001-08-28 | -17.1 |  | 668
51881 | Tertiary | 2001-11-20 | -17.6 |  | 668
51881 | Tertiary | 2002-02-21 | -19.45 |  | 668
51881 | Tertiary | 2002-02-28 | -18.81 |  | 668
51881 | Tertiary | 2003-01-31 | -20.09 |  | 668
51881 | Tertiary | 2003-02-26 | -17.65 |  | 668
51881 | Tertiary | 2003-04-22 | -17.59 |  | 668
51881 | Tertiary | 2003-06-25 | -17.47 |  | 668
51881 | Tertiary | 2003-08-28 | -19 |  | 668
51968 | Tertiary | 1984-01-24 | -15.91 |  | 668
51968 | Unknown | 1984-01-28 |  | -16.51 | 668
69270 | Unknown | 1985-04-12 | -24 |  | 668
69285 | Tertiary | 1990-12-10 | -49 |  | 668
69286 | Tertiary | 1986-02-19 | -20 |  | 668
69372 | Unknown | 1986-05-19 | -18 |  | 668
69547 | Joe Joe Group | 1988-12-09 | -9.14 |  | 668
69671 | Alluvium | 1990-01-01 | -18 |  | 668
69676 | Unknown | 1991-02-26 | -22.5 |  | 668
69677 | Unknown | 1990-12-03 | -22 |  | 668
69692 | Unknown | 1991-02-05 | -12 |  | 668
69697 | Unknown | 1991-05-11 | -16 |  | 668
69711 | Alluvium | 1991-05-24 | -5 |  | 668
69714 | Unknown | 1991-03-26 | -22.5 |  | 668
69715 | Tertiary | 1992-01-31 | -18.29 |  | 668
69720 | Unknown | 1991-10-19 | -32 |  | 668
69729 | Unknown | 1992-01-10 | -18 |  | 668
69735 | Colinlea Sandstone | 1991-11-29 | -39.62 |  | 668
69746 | Joe Joe Group | 1991-10-20 | -10.67 |  | 668
69749 | Unknown | 1992-05-17 |  | 16.43 | 668
69749 | Tertiary | 1992-06-17 | -16.43 |  | 668
69749 | Tertiary | 1996-06-04 | -20.25 |  | 668
69749 | Tertiary | 1996-06-05 | -20.15 |  | 668
69749 | Tertiary | 1996-06-11 | -20 |  | 668
69749 | Tertiary | 1996-06-17 | -20.8 |  | 668
89327 | Colinlea Sandstone | 1992-10-26 | -27 |  | 668
89476 | Unknown | 1993-06-09 | -9.75 |  | 668
90047 | Unknown | 1993-08-03 | -15 |  | 668
90084 | Clematis Sandstone | 1993-12-02 | -57.6 |  | 668
90144 | Tertiary | 1994-03-25 | -33 |  | 668
90155 | Alluvium | 1994-04-10 | -13 |  | 668
90193 | Unknown | 1995-03-20 | -15.24 |  | 668
90217 | Dunda Beds | 1993-05-24 | -30 |  | 668
90236 | Joe Joe Group | 1993-07-14 | -30 |  | 668
90453 | Unknown | 1996-05-09 | -12.2 |  | 668
103008 | Dunda Beds | 1999-09-30 | -45.72 |  | 668
103120 | Colinlea Sandstone | 1997-12-09 | -36.58 |  | 668
103174 | Unknown | 1998-06-05 | -24.38 |  | 668
103194 | Unknown | 1998-12-21 | -18.58 |  | 668
103218 | Tertiary | 1999-10-07 | -16.67 |  | 668
103218 | Tertiary | 1999-10-07 | -16.7 |  | 668
103218 | Tertiary | 1999-10-25 | -17.12 |  | 668
103218 | Tertiary | 2000-01-25 | -17.12 |  | 668
103218 | Tertiary | 2000-02-01 | -17.12 |  | 668
103218 | Tertiary | 2000-02-01 | -17.12 |  | 668
103218 | Tertiary | 2000-02-17 | -17.12 |  | 668
103218 | Tertiary | 2000-02-17 | -17.1 |  | 668
103218 | Tertiary | 2000-03-09 | -17.1 |  | 668
103218 | Tertiary | 2000-03-09 | -17.1 |  | 668
103218 | Tertiary | 2000-06-01 | -17.25 |  | 668
103218 | Tertiary | 2000-06-01 | -17.25 |  | 668
103218 | Tertiary | 2000-07-05 | -17 |  | 668
103218 | Tertiary | 2000-07-05 | -17 |  | 668
103218 | Tertiary | 2000-08-01 | -17 |  | 668
103218 | Tertiary | 2000-08-01 | -17 |  | 668
103218 | Tertiary | 2000-09-07 | -17 |  | 668
103218 | Tertiary | 2000-09-07 | -17 |  | 668
103218 | Tertiary | 2000-11-15 | -17.1 |  | 668
103218 | Tertiary | 2000-11-15 | -17.1 |  | 668
103218 | Tertiary | 2000-12-04 | -17 |  | 668
103218 | Tertiary | 2000-12-04 | -17 |  | 668
103218 | Tertiary | 2001-01-30 | -17.1 |  | 668
103218 | Tertiary | 2001-01-30 | -17.1 |  | 668
103218 | Tertiary | 2001-03-01 | -17.13 |  | 668
103218 | Tertiary | 2001-03-01 | -17.13 |  | 668
103218 | Tertiary | 2001-04-10 | -17.17 |  | 668
103218 | Tertiary | 2001-04-10 | -17.17 |  | 668
103218 | Tertiary | 2001-06-26 | -16.87 |  | 668
103218 | Tertiary | 2001-06-26 | -16.87 |  | 668
103218 | Tertiary | 2001-08-28 | -16.87 |  | 668
103218 | Tertiary | 2001-08-28 | -16.87 |  | 668
103218 | Tertiary | 2001-11-20 | -17 |  | 668
103218 | Tertiary | 2001-11-20 | -17 |  | 668
103218 | Tertiary | 2002-02-21 | -17.3 |  | 668
103218 | Tertiary | 2002-02-21 | -17.3 |  | 668
103218 | Tertiary | 2002-02-28 | -17.06 |  | 668
103218 | Tertiary | 2002-02-28 | -17.06 |  | 668
103218 | Tertiary | 2003-01-31 | -18.98 |  | 668
103218 | Tertiary | 2003-01-31 | -18.95 |  | 668
103218 | Tertiary | 2003-02-26 | -18.49 |  | 668
103218 | Tertiary | 2003-02-26 | -18.49 |  | 668
103218 | Tertiary | 2003-04-22 | -18.24 |  | 668
103218 | Tertiary | 2003-04-22 | -18.24 |  | 668
103218 | Tertiary | 2003-06-25 | -18.18 |  | 668
103218 | Tertiary | 2003-06-25 | -18.18 |  | 668
103218 | Tertiary | 2003-08-28 | -18.15 |  | 668
103218 | Tertiary | 2003-08-28 | -18.15 |  | 668
103222 | Tertiary | 1999-10-07 | -20.6 |  | 668
103222 | Tertiary | 2000-01-25 | -20.42 |  | 668
103222 | Tertiary | 2000-02-01 | -20.55 |  | 668
103222 | Tertiary | 2000-02-17 | -20.8 |  | 668
103222 | Tertiary | 2000-03-09 | -20.85 |  | 668
103222 | Tertiary | 2000-06-01 | -21.35 |  | 668
103222 | Tertiary | 2000-07-05 | -21.15 |  | 668
103222 | Tertiary | 2000-08-01 | -21 |  | 668
103222 | Tertiary | 2000-09-07 | -20.88 |  | 668
103222 | Tertiary | 2000-11-15 | -21.1 |  | 668
103222 | Tertiary | 2000-12-04 | -20.86 |  | 668
103222 | Tertiary | 2001-01-30 | -21.15 |  | 668
103222 | Tertiary | 2001-03-01 | -21.15 |  | 668
103222 | Tertiary | 2001-04-10 | -21.23 |  | 668
103222 | Tertiary | 2001-06-26 | -20.9 |  | 668
103222 | Tertiary | 2001-08-28 | -20.88 |  | 668
103222 | Tertiary | 2001-11-20 | -21.1 |  | 668
103222 | Tertiary | 2002-02-21 | -21.3 |  | 668
103222 | Tertiary | 2002-02-28 | -21.68 |  | 668
103222 | Tertiary | 2003-01-31 | -21.72 |  | 668
103222 | Tertiary | 2003-02-26 | -21.64 |  | 668
103222 | Tertiary | 2003-04-22 | -21.59 |  | 668
103222 | Tertiary | 2003-06-25 | -21.58 |  | 668
103222 | Tertiary | 2003-08-28 | -21.7 |  | 668
103224 | Tertiary | 1999-10-07 | -44.05 |  | 668
103224 | Tertiary | 2000-01-25 | -44.22 |  | 668
103224 | Tertiary | 2000-02-01 | -44.22 |  | 668
103224 | Tertiary | 2000-02-17 | -44.41 |  | 668
103224 | Tertiary | 2000-03-09 | -44.53 |  | 668
103224 | Tertiary | 2000-06-01 | -44.8 |  | 668
103224 | Tertiary | 2000-07-05 | -44.8 |  | 668
103224 | Tertiary | 2000-08-01 | -44.75 |  | 668
103224 | Tertiary | 2000-09-07 | -44 |  | 668
103224 | Tertiary | 2000-11-15 | -44.44 |  | 668
103224 | Tertiary | 2000-12-04 | -44.7 |  | 668
103224 | Tertiary | 2001-01-30 | -44.76 |  | 668
103224 | Tertiary | 2001-03-01 | -44.8 |  | 668
103224 | Tertiary | 2001-04-10 | -44.48 |  | 668
103224 | Tertiary | 2001-06-26 | -44.4 |  | 668
103224 | Tertiary | 2001-08-28 | -44.34 |  | 668
103224 | Tertiary | 2001-11-20 | -44.65 |  | 668
103224 | Tertiary | 2002-02-28 | -45.05 |  | 668
103224 | Tertiary | 2003-01-31 | -45.25 |  | 668
103224 | Tertiary | 2003-02-26 | -45.18 |  | 668
103224 | Tertiary | 2003-04-22 | -45.1 |  | 668
103224 | Tertiary | 2003-06-25 | -45.07 |  | 668
103224 | Tertiary | 2003-08-28 | -45.12 |  | 668
103225 | Tertiary | 1999-10-07 | -18.18 |  | 668
103225 | Tertiary | 1999-10-07 | -18.2 |  | 668
103225 | Tertiary | 1999-10-07 | -20.7 |  | 668
103225 | Tertiary | 2000-01-25 | -18.71 |  | 668
103225 | Tertiary | 2000-01-25 | -18.84 |  | 668
103225 | Tertiary | 2000-01-25 | -20.55 |  | 668
103225 | Tertiary | 2000-02-01 | -20.65 |  | 668
103225 | Tertiary | 2000-02-01 | -19.1 |  | 668
103225 | Tertiary | 2000-02-01 | -18.9 |  | 668
103225 | Tertiary | 2000-02-17 | -20.95 |  | 668
103225 | Tertiary | 2000-02-17 | -18.73 |  | 668
103225 | Tertiary | 2000-02-17 | -18.82 |  | 668
103225 | Tertiary | 2000-03-09 | -18.93 |  | 668
103225 | Tertiary | 2000-03-09 | -18.73 |  | 668
103225 | Tertiary | 2000-03-09 | -21 |  | 668
103225 | Tertiary | 2000-06-01 | -18.8 |  | 668
103225 | Tertiary | 2000-06-01 | -21.5 |  | 668
103225 | Tertiary | 2000-06-01 | -18.17 |  | 668
103225 | Tertiary | 2000-07-05 | -21.35 |  | 668
103225 | Tertiary | 2000-07-05 | -18.4 |  | 668
103225 | Tertiary | 2000-07-05 | -18.4 |  | 668
103225 | Tertiary | 2000-08-01 | -21.15 |  | 668
103225 | Tertiary | 2000-08-01 | -18.55 |  | 668
103225 | Tertiary | 2000-08-01 | -18.4 |  | 668
103225 | Tertiary | 2000-09-07 | -21.03 |  | 668
103225 | Tertiary | 2000-09-07 | -18.08 |  | 668
103225 | Tertiary | 2000-09-07 | -18.53 |  | 668
103225 | Tertiary | 2000-11-15 | -18.4 |  | 668
103225 | Tertiary | 2000-11-15 | -21.03 |  | 668
103225 | Tertiary | 2000-11-15 | -18.5 |  | 668
103225 | Tertiary | 2000-12-04 | -21.03 |  | 668
103225 | Tertiary | 2000-12-04 | -18.42 |  | 668
103225 | Tertiary | 2000-12-04 | -18.62 |  | 668
103225 | Tertiary | 2001-01-30 | -18.75 |  | 668
103225 | Tertiary | 2001-01-30 | -18.65 |  | 668
103225 | Tertiary | 2001-01-30 | -21.3 |  | 668
103225 | Tertiary | 2001-03-01 | -21.3 |  | 668
103225 | Tertiary | 2001-03-01 | -18.6 |  | 668
103225 | Tertiary | 2001-03-01 | -18.73 |  | 668
103225 | Tertiary | 2001-04-10 | -18.66 |  | 668
103225 | Tertiary | 2001-04-10 | -21.4 |  | 668
103225 | Tertiary | 2001-04-10 | -18.8 |  | 668
103225 | Tertiary | 2001-06-26 | -21.5 |  | 668
103225 | Tertiary | 2001-06-26 | -18.25 |  | 668
103225 | Tertiary | 2001-06-26 | -18.25 |  | 668
103225 | Tertiary | 2001-08-28 | -21.03 |  | 668
103225 | Tertiary | 2001-08-28 | -18.3 |  | 668
103225 | Tertiary | 2001-08-28 | -18.35 |  | 668
103225 | Tertiary | 2001-11-20 | -21.25 |  | 668
103225 | Tertiary | 2001-11-20 | -18.35 |  | 668
103225 | Tertiary | 2001-11-20 | -18.2 |  | 668
103225 | Tertiary | 2002-02-21 | -18.6 |  | 668
103225 | Tertiary | 2002-02-21 | -21.45 |  | 668
103225 | Tertiary | 2002-02-21 | -18.45 |  | 668
103225 | Tertiary | 2002-02-28 | -18.82 |  | 668
103225 | Tertiary | 2002-02-28 | -21.85 |  | 668
103225 | Tertiary | 2002-02-28 | -18.99 |  | 668
103225 | Tertiary | 2003-01-31 | -21.93 |  | 668
103225 | Tertiary | 2003-01-31 | -20.82 |  | 668
103225 | Tertiary | 2003-01-31 | -20.56 |  | 668
103225 | Tertiary | 2003-02-26 | -21.78 |  | 668
103225 | Tertiary | 2003-02-26 | -19.61 |  | 668
103225 | Tertiary | 2003-02-26 | -19.71 |  | 668
103225 | Tertiary | 2003-04-22 | -19.71 |  | 668
103225 | Tertiary | 2003-04-22 | -19.61 |  | 668
103225 | Tertiary | 2003-04-22 | -21.71 |  | 668
103225 | Tertiary | 2003-06-25 | -21.69 |  | 668
103225 | Tertiary | 2003-06-25 | -19.56 |  | 668
103225 | Tertiary | 2003-06-25 | -19.54 |  | 668
103225 | Tertiary | 2003-08-28 | -21.73 |  | 668
103225 | Tertiary | 2003-08-28 | -19.64 |  | 668
103225 | Tertiary | 2003-08-28 | -19.74 |  | 668
103226 | Tertiary | 1999-10-07 | -20.97 |  | 668
103226 | Tertiary | 1999-10-07 | -21.55 |  | 668
103226 | Tertiary | 1999-10-07 | -18.37 |  | 668
103226 | Tertiary | 2000-01-25 | -18.71 |  | 668
103226 | Tertiary | 2000-01-25 | -21.38 |  | 668
103226 | Tertiary | 2000-01-25 | -21.28 |  | 668
103226 | Tertiary | 2000-02-01 | -21.4 |  | 668
103226 | Tertiary | 2000-02-01 | -18.78 |  | 668
103226 | Tertiary | 2000-02-01 | -21.5 |  | 668
103226 | Tertiary | 2000-02-17 | -21.81 |  | 668
103226 | Tertiary | 2000-02-17 | -18.8 |  | 668
103226 | Tertiary | 2000-02-17 | -21.66 |  | 668
103226 | Tertiary | 2000-03-09 | -21.8 |  | 668
103226 | Tertiary | 2000-03-09 | -21.4 |  | 668
103226 | Tertiary | 2000-03-09 | -18.78 |  | 668
103226 | Tertiary | 2000-06-01 | -18.8 |  | 668
103226 | Tertiary | 2000-06-01 | -22.4 |  | 668
103226 | Tertiary | 2000-06-01 | -22.1 |  | 668
103226 | Tertiary | 2000-07-05 | -22.15 |  | 668
103226 | Tertiary | 2000-07-05 | -21.8 |  | 668
103226 | Tertiary | 2000-07-05 | -18.5 |  | 668
103226 | Tertiary | 2000-08-01 | -21.5 |  | 668
103226 | Tertiary | 2000-08-01 | -18.55 |  | 668
103226 | Tertiary | 2000-08-01 | -22 |  | 668
103226 | Tertiary | 2000-09-07 | -21.95 |  | 668
103226 | Tertiary | 2000-09-07 | -21.72 |  | 668
103226 | Tertiary | 2000-09-07 | -18.48 |  | 668
103226 | Tertiary | 2000-11-15 | -22.1 |  | 668
103226 | Tertiary | 2000-11-15 | -21.55 |  | 668
103226 | Tertiary | 2000-11-15 | -18.55 |  | 668
103226 | Tertiary | 2000-12-04 | -18.62 |  | 668
103226 | Tertiary | 2000-12-04 | -21.45 |  | 668
103226 | Tertiary | 2000-12-04 | -21.85 |  | 668
103226 | Tertiary | 2001-01-30 | -21.88 |  | 668
103226 | Tertiary | 2001-01-30 | -22.25 |  | 668
103226 | Tertiary | 2001-01-30 | -18.68 |  | 668
103226 | Tertiary | 2001-03-01 | -22.2 |  | 668
103226 | Tertiary | 2001-03-01 | -21.81 |  | 668
103226 | Tertiary | 2001-03-01 | -18.65 |  | 668
103226 | Tertiary | 2001-04-10 | -22.3 |  | 668
103226 | Tertiary | 2001-04-10 | -21.67 |  | 668
103226 | Tertiary | 2001-04-10 | -18.47 |  | 668
103226 | Tertiary | 2001-06-26 | -21.9 |  | 668
103226 | Tertiary | 2001-06-26 | -21.53 |  | 668
103226 | Tertiary | 2001-06-26 | -18.4 |  | 668
103226 | Tertiary | 2001-08-28 | -21.9 |  | 668
103226 | Tertiary | 2001-08-28 | -18.4 |  | 668
103226 | Tertiary | 2001-08-28 | -21.5 |  | 668
103226 | Tertiary | 2001-11-20 | -22.25 |  | 668
103226 | Tertiary | 2001-11-20 | -21.75 |  | 668
103226 | Tertiary | 2001-11-20 | -18.4 |  | 668
103226 | Tertiary | 2002-02-21 | -18.5 |  | 668
103226 | Tertiary | 2002-02-21 | -22.5 |  | 668
103226 | Tertiary | 2002-02-21 | -22.4 |  | 668
103226 | Tertiary | 2002-02-28 | -18.89 |  | 668
103226 | Tertiary | 2002-02-28 | -22.42 |  | 668
103226 | Tertiary | 2002-02-28 | -22.8 |  | 668
103226 | Tertiary | 2003-01-31 | -22.05 |  | 668
103226 | Tertiary | 2003-01-31 | -22.56 |  | 668
103226 | Tertiary | 2003-01-31 | -22.73 |  | 668
103226 | Tertiary | 2003-02-26 | -19.7 |  | 668
103226 | Tertiary | 2003-02-26 | -22.25 |  | 668
103226 | Tertiary | 2003-02-26 | -22.61 |  | 668
103226 | Tertiary | 2003-04-22 | -22.56 |  | 668
103226 | Tertiary | 2003-04-22 | -22.25 |  | 668
103226 | Tertiary | 2003-04-22 | -18.68 |  | 668
103226 | Tertiary | 2003-06-25 | -22.46 |  | 668
103226 | Tertiary | 2003-06-25 | -21.19 |  | 668
103226 | Tertiary | 2003-06-25 | -19.56 |  | 668
103226 | Tertiary | 2003-08-28 | -19.69 |  | 668
103226 | Tertiary | 2003-08-28 | -22.57 |  | 668
103226 | Tertiary | 2003-08-28 | -22.25 |  | 668
103362 | Clematis Sandstone | 2000-09-05 | -30.48 |  | 668
103363 | Unknown | 2000-09-08 | -19.81 |  | 668
103464 | Tertiary | 1998-10-24 | -60.96 |  | 668
103480 | Colinlea Sandstone | 2000-04-12 | -32 |  | 668
103492 | Clematis Sandstone | 1997-10-22 | -13 |  | 668
132597 | Unknown | 2008-05-11 |  | -48 | 668
132598 | Unknown | 2008-06-04 |  | -33 | 668
132599 | Unknown | 2008-06-09 |  | -42 | 668
12030028 | Alluvium | 1974-10-23 | -6.37 |  | 668
12030028 | Alluvium | 1974-11-12 | -6.39 |  | 668
12030028 | Alluvium | 1975-05-31 | -6.43 |  | 668
12030028 | Alluvium | 1975-09-08 | -6.64 |  | 668
12030028 | Alluvium | 1975-12-17 | -6.62 |  | 668
12030028 | Alluvium | 1976-03-23 | -7.1 |  | 668
12030028 | Alluvium | 1976-06-28 | -6.66 |  | 668
12030028 | Alluvium | 1976-11-08 | -6.84 |  | 668
12030028 | Alluvium | 1977-03-29 | -6.82 |  | 668
12030028 | Alluvium | 1977-08-10 | -5.64 |  | 668
12030028 | Alluvium | 1977-12-13 | -5.4 |  | 668
12030028 | Alluvium | 1978-07-17 | -5.7 |  | 668
12030028 | Alluvium | 1978-11-06 | -5.69 |  | 668
12030028 | Alluvium | 1979-05-21 | -5.71 |  | 668
12030028 | Alluvium | 1979-10-09 | -5.85 |  | 668
12030028 | Alluvium | 1980-02-04 | -5.95 |  | 668
12030028 | Alluvium | 1980-05-19 | -6.03 |  | 668
12030028 | Alluvium | 1980-08-18 | -6.16 |  | 668
12030028 | Alluvium | 1980-11-24 | -6.16 |  | 668
12030028 | Alluvium | 1981-03-16 | -6.19 |  | 668
12030028 | Alluvium | 1981-07-07 | -6.25 |  | 668
12030028 | Alluvium | 1981-10-19 | -6.28 |  | 668
12030028 | Alluvium | 1982-04-19 | -6.27 |  | 668
12030028 | Alluvium | 1982-07-19 | -6.29 |  | 668
12030028 | Alluvium | 1982-11-29 | -6.35 |  | 668
12030028 | Alluvium | 1983-02-28 | -6.4 |  | 668
12030028 | Alluvium | 1983-08-08 | -6.29 |  | 668
12030028 | Alluvium | 1983-12-13 | -6.22 |  | 668
12030028 | Alluvium | 1984-03-19 | -6.02 |  | 668
12030028 | Alluvium | 1984-07-09 | -6.29 |  | 668
12030028 | Alluvium | 1984-12-10 | -6.13 |  | 668
12030028 | Alluvium | 1985-05-13 | -6.28 |  | 668
12030028 | Alluvium | 1985-09-16 | -6.42 |  | 668
12030028 | Alluvium | 1986-02-10 | -6.44 |  | 668
12030028 | Alluvium | 1986-07-07 | -6.47 |  | 668
12030028 | Alluvium | 1986-10-14 | -6.55 |  | 668
12030028 | Alluvium | 1987-02-16 | -9.35 |  | 668
12030028 | Alluvium | 1987-06-01 | -12.49 |  | 668
12030029 | Alluvium | 1974-10-23 | -7.1 |  | 668
12030029 | Alluvium | 1974-11-12 | -7.12 |  | 668
12030029 | Alluvium | 1975-05-31 | -6.2 |  | 668
12030029 | Alluvium | 1975-09-08 | -7.27 |  | 668
12030029 | Alluvium | 1975-12-17 | -7.24 |  | 668
12030029 | Alluvium | 1976-03-23 | -6.56 |  | 668
12030029 | Alluvium | 1976-06-28 | -6.04 |  | 668
12030029 | Alluvium | 1976-11-08 | -7.22 |  | 668
12030029 | Alluvium | 1977-03-29 | -7.27 |  | 668
12030029 | Alluvium | 1977-08-10 | -6.47 |  | 668
12030029 | Alluvium | 1977-12-13 | -6.29 |  | 668
12030029 | Alluvium | 1978-07-17 | -6.54 |  | 668
12030029 | Alluvium | 1978-11-06 | -6.45 |  | 668
12030029 | Alluvium | 1979-05-21 | -6.57 |  | 668
12030029 | Alluvium | 1979-10-09 | -6.72 |  | 668
12030029 | Alluvium | 1980-02-04 | -6.84 |  | 668
12030029 | Alluvium | 1980-05-19 | -6.93 |  | 668
12030029 | Alluvium | 1980-08-18 | -7.16 |  | 668
12030029 | Alluvium | 1980-11-24 | -7.07 |  | 668
12030029 | Alluvium | 1981-03-16 | -7.14 |  | 668
12030029 | Alluvium | 1981-07-07 | -7.2 |  | 668
12030029 | Alluvium | 1981-10-19 | -7.2 |  | 668
12030029 | Alluvium | 1982-04-19 | -7.29 |  | 668
12030029 | Alluvium | 1982-07-19 | -7.34 |  | 668
12030029 | Alluvium | 1982-11-29 | -7.44 |  | 668
12030029 | Alluvium | 1983-02-28 | -7.51 |  | 668
12030029 | Alluvium | 1983-08-08 | -7.28 |  | 668
12030029 | Alluvium | 1983-12-13 | -7.13 |  | 668
12030029 | Alluvium | 1984-03-19 | -7.07 |  | 668
12030029 | Alluvium | 1984-07-09 | -7.34 |  | 668
12030029 | Alluvium | 1984-12-10 | -7.13 |  | 668
12030029 | Alluvium | 1985-05-13 | -7.26 |  | 668
12030029 | Alluvium | 1985-09-16 | -7.31 |  | 668
12030029 | Alluvium | 1986-02-10 | -7.4 |  | 668
12030029 | Alluvium | 1986-07-07 | -7.49 |  | 668
12030029 | Alluvium | 1986-10-14 | -7.52 |  | 668
12030029 | Alluvium | 1987-02-16 | -7.61 |  | 668
12030029 | Alluvium | 1987-06-01 | -7.65 |  | 668
12030030 | Alluvium | 1974-10-23 | -6.08 |  | 668
12030030 | Alluvium | 1974-11-12 | -6.01 |  | 668
12030030 | Alluvium | 1975-05-31 | -6.07 |  | 668
12030030 | Alluvium | 1975-09-08 | -6.49 |  | 668
12030030 | Alluvium | 1975-12-17 | -6.38 |  | 668
12030030 | Alluvium | 1976-03-23 | -5.52 |  | 668
12030030 | Alluvium | 1976-06-28 | -5.96 |  | 668
12030030 | Alluvium | 1976-11-08 | -6.5 |  | 668
12030030 | Alluvium | 1977-03-29 | -5.57 |  | 668
12030030 | Alluvium | 1977-08-10 | -4.75 |  | 668
12030030 | Alluvium | 1977-12-13 | -5.35 |  | 668
12030030 | Alluvium | 1978-07-17 | -5.81 |  | 668
12030030 | Alluvium | 1978-11-06 | -5.75 |  | 668
12030030 | Alluvium | 1979-05-21 | -6.14 |  | 668
12030030 | Alluvium | 1979-10-09 | -6.6 |  | 668
12030030 | Alluvium | 1980-02-04 | -6.75 |  | 668
12030030 | Alluvium | 1980-05-19 | -6.73 |  | 668
12030030 | Alluvium | 1980-08-18 | -6.79 |  | 668
12030030 | Alluvium | 1980-11-24 | -6.9 |  | 668
12030030 | Alluvium | 1981-03-16 | -6.72 |  | 668
12030030 | Alluvium | 1981-07-07 | -6.45 |  | 668
12030030 | Alluvium | 1981-10-19 | -6.58 |  | 668
12030030 | Alluvium | 1982-04-19 | -6.51 |  | 668
12030030 | Alluvium | 1982-07-19 | -6.83 |  | 668
12030030 | Alluvium | 1982-11-29 | -7.19 |  | 668
12030030 | Alluvium | 1983-02-28 | -7.43 |  | 668
12030030 | Alluvium | 1983-08-08 | -5.35 |  | 668
12030030 | Alluvium | 1983-12-13 | -5.61 |  | 668
12030030 | Alluvium | 1984-03-19 | -5.6 |  | 668
12030030 | Alluvium | 1984-07-09 | -6.83 |  | 668
12030030 | Alluvium | 1984-12-10 | -6.07 |  | 668
12030030 | Alluvium | 1985-05-13 | -6.69 |  | 668
12030030 | Alluvium | 1985-09-16 | -7.03 |  | 668
12030030 | Alluvium | 1986-02-10 | -6.94 |  | 668
12030030 | Alluvium | 1986-07-07 | -7.15 |  | 668
12030030 | Alluvium | 1987-02-16 | -7.19 |  | 668
12030030 | Alluvium | 1987-06-01 | -7.19 |  | 668
12030036 | Tertiary | 1974-10-23 | -15.36 |  | 668
12030036 | Tertiary | 1974-11-12 | -15.25 |  | 668
12030036 | Tertiary | 1975-05-31 | -15.27 |  | 668
12030036 | Tertiary | 1975-09-08 | -15.37 |  | 668
12030036 | Tertiary | 1975-12-17 | -15.33 |  | 668
12030036 | Tertiary | 1976-03-23 | -15.04 |  | 668
12030036 | Tertiary | 1976-06-29 | -15.23 |  | 668
12030036 | Tertiary | 1976-11-09 | -15.27 |  | 668
12030036 | Tertiary | 1977-03-30 | -15.23 |  | 668
12030036 | Tertiary | 1977-08-10 | -14.74 |  | 668
12030036 | Tertiary | 1977-12-13 | -15.1 |  | 668
12030036 | Tertiary | 1978-07-18 | -15.28 |  | 668
12030036 | Tertiary | 1978-11-07 | -15.23 |  | 668
12030036 | Tertiary | 1979-05-22 | -15.19 |  | 668
12030036 | Tertiary | 1979-10-09 | -15.17 |  | 668
12030036 | Tertiary | 1980-02-05 | -15.22 |  | 668
12030036 | Tertiary | 1980-05-19 | -15.27 |  | 668
12030036 | Tertiary | 1980-08-19 | -15.49 |  | 668
12030036 | Tertiary | 1980-11-25 | -15.31 |  | 668
12030036 | Tertiary | 1981-03-17 | -15.4 |  | 668
12030036 | Tertiary | 1981-07-07 | -15.42 |  | 668
12030036 | Tertiary | 1981-10-20 | -15.44 |  | 668
12030036 | Tertiary | 1982-04-20 | -15.51 |  | 668
12030036 | Tertiary | 1982-11-30 | -15.55 |  | 668
12030036 | Tertiary | 1983-03-01 | -15.59 |  | 668
12030036 | Tertiary | 1983-08-09 | -15.5 |  | 668
12030036 | Tertiary | 1983-12-12 | -15.55 |  | 668
12030036 | Tertiary | 1984-03-20 | -15.52 |  | 668
12030036 | Tertiary | 1984-07-10 | -15.58 |  | 668
12030036 | Tertiary | 1984-12-11 | -15.64 |  | 668
12030036 | Tertiary | 1985-05-14 | -15.62 |  | 668
12030036 | Tertiary | 1985-09-16 | -15.6 |  | 668
12030036 | Tertiary | 1986-02-11 | -15.65 |  | 668
12030036 | Tertiary | 1986-07-07 | -15.65 |  | 668
12030036 | Tertiary | 1986-10-15 | -15.96 |  | 668
12030036 | Tertiary | 1987-02-17 | -15.81 |  | 668
12030036 | Tertiary | 1987-06-02 | -15.85 |  | 668
12030036 | Tertiary | 1996-03-25 | -15.81 |  | 668
12030036 | Tertiary | 1996-08-06 | -15.97 |  | 668
12030036 | Tertiary | 1996-11-06 | -16.04 |  | 668
12030036 | Tertiary | 1997-02-19 | -15.72 |  | 668
12030036 | Tertiary | 1997-04-11 | -15.83 |  | 668
12030036 | Tertiary | 1997-07-11 | -15.98 |  | 668
12030036 | Tertiary | 1997-10-15 | -16.15 |  | 668
12030036 | Tertiary | 1998-01-28 | -16.21 |  | 668
12030036 | Tertiary | 1998-04-01 | -16.24 |  | 668
12030036 | Tertiary | 1998-07-02 | -16.23 |  | 668
12030036 | Tertiary | 1998-10-05 | -16.18 |  | 668
12030036 | Tertiary | 1998-11-10 | -16.18 |  | 668
12030036 | Tertiary | 1999-01-13 | -16.14 |  | 668
12030036 | Tertiary | 1999-01-19 | -16.13 |  | 668
12030036 | Tertiary | 1999-05-13 | -16.19 |  | 668
12030036 | Tertiary | 1999-08-04 | -16.22 |  | 668
12030036 | Tertiary | 1999-10-20 | -16.25 |  | 668
12030036 | Tertiary | 2000-02-10 | -16.28 |  | 668
12030036 | Tertiary | 2000-03-28 | -16.32 |  | 668
12030036 | Tertiary | 2000-08-01 | -16.42 |  | 668
12030036 | Tertiary | 2000-10-25 | -16.51 |  | 668
12030036 | Tertiary | 2000-12-20 | -16.57 |  | 668
12030036 | Tertiary | 2001-03-09 | -16.01 |  | 668
12030036 | Tertiary | 2001-04-19 | -16.25 |  | 668
12030036 | Tertiary | 2001-08-22 | -16.47 |  | 668
12030036 | Tertiary | 2002-03-01 | -16.57 |  | 668
12030036 | Tertiary | 2003-09-15 | -16.91 |  | 668
12030036 | Tertiary | 2004-06-02 | -16.95 |  | 668
12030037 | Alluvium | 1974-05-19 | -6 |  | 668
12030037 | Alluvium | 1974-10-23 | -8.21 |  | 668
12030037 | Alluvium | 1974-11-12 | -8.21 |  | 668
12030037 | Alluvium | 1975-05-31 | -8.21 |  | 668
12030037 | Alluvium | 1975-09-08 | -8.21 |  | 668
12030037 | Alluvium | 1975-12-17 | -8.21 |  | 668
12030037 | Alluvium | 1976-03-23 | -8.21 |  | 668
12030037 | Alluvium | 1976-06-29 | -8.21 |  | 668
12030037 | Alluvium | 1976-11-09 | -8.21 |  | 668
12030037 | Alluvium | 1977-03-30 | -8.21 |  | 668
12030037 | Alluvium | 1977-08-10 | -8.21 |  | 668
12030037 | Alluvium | 1977-12-13 | -8.21 |  | 668
12030037 | Alluvium | 1978-07-18 | -8.21 |  | 668
12030037 | Alluvium | 1978-11-07 | -8.21 |  | 668
12030037 | Alluvium | 1979-05-22 | -8.21 |  | 668
12030037 | Alluvium | 1979-10-09 | -8.21 |  | 668
12030037 | Alluvium | 1980-02-05 | -8.21 |  | 668
12030037 | Alluvium | 1980-05-19 | -8.21 |  | 668
12030037 | Alluvium | 1980-08-19 | -8.21 |  | 668
12030037 | Alluvium | 1980-11-25 | -8.21 |  | 668
12030037 | Alluvium | 1981-03-17 | -8.21 |  | 668
12030037 | Alluvium | 1981-07-07 | -8.21 |  | 668
12030037 | Alluvium | 1981-10-20 | -8.21 |  | 668
12030037 | Alluvium | 1982-04-20 | -8.21 |  | 668
12030037 | Alluvium | 1982-07-20 | -8.21 |  | 668
12030037 | Alluvium | 1982-11-30 | -8.21 |  | 668
12030037 | Alluvium | 1983-03-01 | -8.21 |  | 668
12030037 | Alluvium | 1983-08-09 | -8.21 |  | 668
12030037 | Alluvium | 1983-12-12 | -8.21 |  | 668
12030037 | Alluvium | 1984-03-20 | -8.21 |  | 668
12030037 | Alluvium | 1984-07-10 | -8.21 |  | 668
12030037 | Alluvium | 1984-12-11 | -8.21 |  | 668
12030037 | Alluvium | 1985-05-14 | -8.21 |  | 668
12030037 | Alluvium | 1985-09-16 | -8.21 |  | 668
12030037 | Alluvium | 1986-02-11 | -8.21 |  | 668
12030037 | Alluvium | 1986-07-07 | -8.21 |  | 668
12030037 | Alluvium | 1996-03-25 | -8.21 |  | 668
12030037 | Alluvium | 1996-08-06 | -8.03 |  | 668
12030037 | Alluvium | 1996-11-06 | -8.03 |  | 668
12030037 | Alluvium | 1997-02-19 | -8.03 |  | 668
12030037 | Alluvium | 1997-04-11 | -8.03 |  | 668
12030037 | Alluvium | 1997-07-11 | -8.02 |  | 668
12030037 | Alluvium | 1997-10-15 | -8.03 |  | 668
12030037 | Alluvium | 1998-01-28 | -8.02 |  | 668
12030037 | Alluvium | 1998-04-01 | -8.02 |  | 668
12030037 | Alluvium | 1998-07-02 | -8.03 |  | 668
12030037 | Alluvium | 1998-10-05 | -8.04 |  | 668
12030037 | Alluvium | 1998-11-10 | -8.04 |  | 668
12030037 | Alluvium | 1999-01-13 | -8.04 |  | 668
12030037 | Alluvium | 1999-01-19 | -8.04 |  | 668
12030037 | Alluvium | 1999-05-13 | -8.04 |  | 668
12030037 | Alluvium | 1999-08-04 | -8.03 |  | 668
12030037 | Alluvium | 1999-10-20 | -8.03 |  | 668
12030037 | Alluvium | 2000-02-10 | -8.04 |  | 668
12030037 | Alluvium | 2000-03-28 | -8.04 |  | 668
12030037 | Alluvium | 2000-08-01 | -8.04 |  | 668
12030037 | Alluvium | 2000-10-25 | -8.04 |  | 668
12030037 | Alluvium | 2000-12-20 | -8.04 |  | 668
12030037 | Alluvium | 2001-03-09 | -8.04 |  | 668
12030037 | Alluvium | 2001-04-19 | -8.04 |  | 668
12030037 | Alluvium | 2001-08-22 | -8.04 |  | 668
12030037 | Alluvium | 2002-03-01 | -8.03 |  | 668
12030037 | Alluvium | 2003-09-15 | -8.01 |  | 668
12030037 | Alluvium | 2004-06-02 | -8.1 |  | 668
12030038 | Alluvium | 1974-05-16 | -9.2 |  | 668
12030038 | Alluvium | 1974-10-23 | -9.88 |  | 668
12030038 | Alluvium | 1974-11-12 | -9.78 |  | 668
12030038 | Alluvium | 1975-05-31 | -10.47 |  | 668
12030038 | Alluvium | 1975-09-08 | -10.47 |  | 668
12030038 | Alluvium | 1975-12-17 | -10.47 |  | 668
12030038 | Alluvium | 1976-03-23 | -9.38 |  | 668
12030038 | Alluvium | 1976-06-29 | -9.56 |  | 668
12030038 | Alluvium | 1976-11-09 | -10.47 |  | 668
12030038 | Alluvium | 1977-03-30 | -10.47 |  | 668
12030038 | Alluvium | 1977-08-10 | -10.47 |  | 668
12030038 | Alluvium | 1977-12-13 | -9.37 |  | 668
12030038 | Alluvium | 1978-07-18 | -10.47 |  | 668
12030038 | Alluvium | 1978-11-07 | -10.47 |  | 668
12030038 | Alluvium | 1979-05-22 | -10.47 |  | 668
12030038 | Alluvium | 1979-10-09 | -10.47 |  | 668
12030038 | Alluvium | 1980-02-05 | -10.47 |  | 668
12030038 | Alluvium | 1980-05-19 | -10.47 |  | 668
12030038 | Alluvium | 1980-08-19 | -10.47 |  | 668
12030038 | Alluvium | 1980-11-25 | -10.47 |  | 668
12030038 | Alluvium | 1981-03-17 | -10.47 |  | 668
12030038 | Alluvium | 1981-07-07 | -10.47 |  | 668
12030038 | Alluvium | 1981-10-20 | -10.47 |  | 668
12030038 | Alluvium | 1982-04-20 | -10.47 |  | 668
12030038 | Alluvium | 1982-07-20 | -10.47 |  | 668
12030038 | Alluvium | 1982-11-30 | -10.47 |  | 668
12030038 | Alluvium | 1983-03-01 | -10.47 |  | 668
12030038 | Alluvium | 1983-08-09 | -10.47 |  | 668
12030038 | Alluvium | 1983-12-12 | -10.47 |  | 668
12030038 | Alluvium | 1984-03-20 | -10.47 |  | 668
12030038 | Alluvium | 1984-07-10 | -10.47 |  | 668
12030038 | Alluvium | 1984-12-11 | -10.47 |  | 668
12030038 | Alluvium | 1985-05-14 | -10.47 |  | 668
12030038 | Alluvium | 1985-09-16 | -10.47 |  | 668
12030038 | Alluvium | 1986-02-11 | -10.47 |  | 668
12030038 | Alluvium | 1986-07-07 | -10.47 |  | 668
12030038 | Alluvium | 1996-03-25 | -9.2 |  | 668
12030038 | Alluvium | 1996-08-06 | -9.25 |  | 668
12030038 | Alluvium | 1996-11-06 | -9.25 |  | 668
12030038 | Alluvium | 1997-02-19 | -9.27 |  | 668
12030038 | Alluvium | 1997-04-11 | -9.28 |  | 668
12030038 | Alluvium | 1997-07-11 | -9.28 |  | 668
12030038 | Alluvium | 1997-10-15 | -9.28 |  | 668
12030038 | Alluvium | 1998-01-28 | -9.28 |  | 668
12030038 | Alluvium | 1998-04-01 | -9.28 |  | 668
12030038 | Alluvium | 1998-07-02 | -9.29 |  | 668
12030038 | Alluvium | 1998-10-05 | -9.31 |  | 668
12030038 | Alluvium | 1998-11-10 | -9.31 |  | 668
12030038 | Alluvium | 1999-01-13 | -9.31 |  | 668
12030038 | Alluvium | 1999-01-19 | -9.3 |  | 668
12030038 | Alluvium | 1999-05-13 | -9.3 |  | 668
12030038 | Alluvium | 1999-08-04 | -9.3 |  | 668
12030038 | Alluvium | 1999-10-20 | -9.3 |  | 668
12030038 | Alluvium | 2000-01-25 | -9.3 |  | 668
12030038 | Alluvium | 2000-02-10 | -9.31 |  | 668
12030038 | Alluvium | 2000-03-28 | -9.3 |  | 668
12030038 | Alluvium | 2000-08-01 | -9.31 |  | 668
12030038 | Alluvium | 2000-10-25 | -9.32 |  | 668
12030038 | Alluvium | 2000-12-20 | -9.32 |  | 668
12030038 | Alluvium | 2001-03-09 | -9.33 |  | 668
12030038 | Alluvium | 2001-04-19 | -9.33 |  | 668
12030038 | Alluvium | 2001-08-22 | -9.31 |  | 668
12030038 | Alluvium | 2002-02-28 | -9.31 |  | 668
12030038 | Alluvium | 2002-03-01 | -9.31 |  | 668
12030038 | Alluvium | 2003-09-15 | -9.33 |  | 668
12030038 | Alluvium | 2004-06-02 | -9.4 |  | 668
12030039 | Tertiary | 1974-05-16 | -16.1 |  | 668
12030039 | Tertiary | 1974-10-23 | -15.98 |  | 668
12030039 | Tertiary | 1974-11-12 | -16.29 |  | 668
12030039 | Tertiary | 1975-05-31 | -16.25 |  | 668
12030039 | Tertiary | 1975-09-08 | -16.16 |  | 668
12030039 | Tertiary | 1975-12-17 | -16.33 |  | 668
12030039 | Tertiary | 1976-03-23 | -16.23 |  | 668
12030039 | Tertiary | 1976-06-29 | -16.23 |  | 668
12030039 | Tertiary | 1976-11-09 | -16.3 |  | 668
12030039 | Tertiary | 1977-03-30 | -16.24 |  | 668
12030039 | Tertiary | 1977-08-10 | -15.87 |  | 668
12030039 | Tertiary | 1977-12-13 | -15.87 |  | 668
12030039 | Tertiary | 1978-07-18 | -15.92 |  | 668
12030039 | Tertiary | 1978-11-07 | -15.85 |  | 668
12030039 | Tertiary | 1979-05-22 | -15.95 |  | 668
12030039 | Tertiary | 1979-10-09 | -16.05 |  | 668
12030039 | Tertiary | 1980-02-05 | -16.11 |  | 668
12030039 | Tertiary | 1980-05-19 | -16.25 |  | 668
12030039 | Tertiary | 1980-08-19 | -16.51 |  | 668
12030039 | Tertiary | 1980-11-25 | -16.44 |  | 668
12030039 | Tertiary | 1981-03-17 | -16.47 |  | 668
12030039 | Tertiary | 1981-07-07 | -16.53 |  | 668
12030039 | Tertiary | 1981-10-20 | -16.48 |  | 668
12030039 | Tertiary | 1982-04-20 | -16.58 |  | 668
12030039 | Tertiary | 1982-11-30 | -16.81 |  | 668
12030039 | Tertiary | 1983-03-01 | -16.88 |  | 668
12030039 | Tertiary | 1983-08-09 | -16.74 |  | 668
12030039 | Tertiary | 1983-12-12 | -16.74 |  | 668
12030039 | Tertiary | 1984-03-20 | -16.85 |  | 668
12030039 | Tertiary | 1984-07-10 | -16.94 |  | 668
12030039 | Tertiary | 1984-12-11 | -16.62 |  | 668
12030039 | Tertiary | 1985-05-14 | -16.7 |  | 668
12030039 | Tertiary | 1985-09-16 | -16.57 |  | 668
12030039 | Tertiary | 1986-02-11 | -16.78 |  | 668
12030039 | Tertiary | 1986-07-07 | -16.78 |  | 668
12030039 | Tertiary | 1986-10-15 | -17.11 |  | 668
12030039 | Tertiary | 1987-02-17 | -17.1 |  | 668
12030039 | Tertiary | 1987-06-02 | -17.12 |  | 668
12030039 | Tertiary | 1996-03-25 | -17.94 |  | 668
12030039 | Tertiary | 1996-08-06 | -17.74 |  | 668
12030039 | Tertiary | 1996-11-06 | -17.46 |  | 668
12030039 | Tertiary | 1997-02-19 | -17.57 |  | 668
12030039 | Tertiary | 1997-04-11 | -17.63 |  | 668
12030039 | Tertiary | 1997-07-11 | -17.73 |  | 668
12030039 | Tertiary | 1997-10-15 | -17.83 |  | 668
12030039 | Tertiary | 1998-01-28 | -17.81 |  | 668
12030039 | Tertiary | 1998-04-01 | -18.13 |  | 668
12030039 | Tertiary | 1998-07-02 | -17.6 |  | 668
12030039 | Tertiary | 1998-10-05 | -17.39 |  | 668
12030039 | Tertiary | 1998-11-10 | -17.31 |  | 668
12030039 | Tertiary | 1999-01-13 | -17.26 |  | 668
12030039 | Tertiary | 1999-01-19 | -17.25 |  | 668
12030039 | Tertiary | 1999-05-13 | -17.4 |  | 668
12030039 | Tertiary | 1999-08-04 | -17.38 |  | 668
12030039 | Tertiary | 1999-10-20 | -17.61 |  | 668
12030039 | Tertiary | 2000-01-25 | -17.6 |  | 668
12030039 | Tertiary | 2000-02-10 | -17.76 |  | 668
12030039 | Tertiary | 2000-03-28 | -17.92 |  | 668
12030039 | Tertiary | 2000-08-01 | -17.58 |  | 668
12030039 | Tertiary | 2000-10-25 | -17.64 |  | 668
12030039 | Tertiary | 2000-12-20 | -17.58 |  | 668
12030039 | Tertiary | 2001-03-09 | -17.6 |  | 668
12030039 | Tertiary | 2001-04-19 | -17.83 |  | 668
12030039 | Tertiary | 2001-08-22 | -17.56 |  | 668
12030039 | Tertiary | 2002-02-28 | -17.78 |  | 668
12030039 | Tertiary | 2002-03-01 | -17.75 |  | 668
12030039 | Tertiary | 2003-09-15 | -18.53 |  | 668
12030039 | Tertiary | 2003-10-05 | -18.75 |  | 668
12030039 | Tertiary | 2004-06-02 | -19.15 |  | 668
12030040 | Alluvium | 1974-05-16 | -11.7 |  | 668
12030040 | Alluvium | 1974-10-23 | -8.23 |  | 668
12030040 | Alluvium | 1996-03-25 | -10 |  | 668
12030040 | Alluvium | 1996-08-06 | -9.9 |  | 668
12030040 | Alluvium | 1996-11-06 | -10.07 |  | 668
12030040 | Alluvium | 1997-02-19 | -9.65 |  | 668
12030040 | Alluvium | 1997-04-11 | -9.71 |  | 668
12030040 | Alluvium | 1997-07-11 | -9.78 |  | 668
12030040 | Alluvium | 1997-10-15 | -9.85 |  | 668
12030040 | Alluvium | 1998-01-28 | -10.01 |  | 668
12030040 | Alluvium | 1998-04-01 | -10.12 |  | 668
12030040 | Alluvium | 1998-07-02 | -10.26 |  | 668
12030040 | Alluvium | 1998-10-05 | -10.31 |  | 668
12030040 | Alluvium | 1998-11-10 | -10.38 |  | 668
12030040 | Alluvium | 1999-01-13 | -10.3 |  | 668
12030040 | Alluvium | 1999-01-19 | -10.26 |  | 668
12030040 | Alluvium | 1999-05-13 | -10.19 |  | 668
12030040 | Alluvium | 1999-08-04 | -10.26 |  | 668
12030040 | Alluvium | 1999-10-20 | -10.32 |  | 668
12030040 | Alluvium | 2000-01-25 | -10.44 |  | 668
12030040 | Alluvium | 2000-02-10 | -10.45 |  | 668
12030040 | Alluvium | 2000-03-28 | -10.51 |  | 668
12030040 | Alluvium | 2000-08-01 | -10.67 |  | 668
12030040 | Alluvium | 2000-10-25 | -10.77 |  | 668
12030040 | Alluvium | 2000-12-20 | -10.84 |  | 668
12030040 | Alluvium | 2001-03-09 | -10.67 |  | 668
12030040 | Alluvium | 2001-04-19 | -10.6 |  | 668
12030040 | Alluvium | 2001-08-22 | -10.7 |  | 668
12030040 | Alluvium | 2002-02-28 | -10.96 |  | 668
12030040 | Alluvium | 2002-03-01 | -10.95 |  | 668
12030040 | Alluvium | 2003-09-17 | -11.23 |  | 668
12030040 | Alluvium | 2004-06-02 | -11.58 |  | 668
12030040 | Alluvium | 2005-02-18 | -11.15 |  | 668
12030041 | Tertiary | 1974-05-17 | -15.7 |  | 668
12030041 | Tertiary | 1974-10-23 | -16.79 |  | 668
12030041 | Tertiary | 1974-11-12 | -16.95 |  | 668
12030041 | Tertiary | 1975-05-31 | -16.92 |  | 668
12030041 | Tertiary | 1975-09-08 | -17 |  | 668
12030041 | Tertiary | 1975-12-17 | -16.99 |  | 668
12030041 | Tertiary | 1976-03-23 | -15.88 |  | 668
12030041 | Tertiary | 1976-06-29 | -16.92 |  | 668
12030041 | Tertiary | 1976-11-09 | -17 |  | 668
12030041 | Tertiary | 1977-03-30 | -16.88 |  | 668
12030041 | Tertiary | 1977-08-10 | -16.45 |  | 668
12030041 | Tertiary | 1977-12-13 | -16.56 |  | 668
12030041 | Tertiary | 1978-07-18 | -16.58 |  | 668
12030041 | Tertiary | 1978-11-07 | -16.43 |  | 668
12030041 | Tertiary | 1979-05-22 | -16.58 |  | 668
12030041 | Tertiary | 1979-10-09 | -16.73 |  | 668
12030041 | Tertiary | 1980-02-05 | -16.75 |  | 668
12030041 | Tertiary | 1980-05-19 | -16.89 |  | 668
12030041 | Tertiary | 1980-08-19 | -17.11 |  | 668
12030041 | Tertiary | 1980-11-25 | -17.17 |  | 668
12030041 | Tertiary | 1981-03-17 | -17.36 |  | 668
12030041 | Tertiary | 1981-07-07 | -17.24 |  | 668
12030041 | Tertiary | 1981-10-20 | -17.25 |  | 668
12030041 | Tertiary | 1982-04-20 | -17.29 |  | 668
12030041 | Tertiary | 1982-07-20 | -17.4 |  | 668
12030041 | Tertiary | 1982-11-30 | -17.63 |  | 668
12030041 | Tertiary | 1983-03-01 | -17.65 |  | 668
12030041 | Tertiary | 1983-08-09 | -17.4 |  | 668
12030041 | Tertiary | 1983-12-12 | -17.48 |  | 668
12030041 | Tertiary | 1984-03-20 | -17.79 |  | 668
12030041 | Tertiary | 1984-12-11 | -17.41 |  | 668
12030041 | Tertiary | 1985-05-14 | -17.47 |  | 668
12030041 | Tertiary | 1985-09-16 | -17.33 |  | 668
12030041 | Tertiary | 1986-02-11 | -17.65 |  | 668
12030041 | Tertiary | 1986-07-07 | -17.5 |  | 668
12030041 | Tertiary | 1986-10-15 | -17.72 |  | 668
12030041 | Tertiary | 1987-02-17 | -18 |  | 668
12030041 | Tertiary | 1987-06-02 | -17.94 |  | 668
12030041 | Tertiary | 1996-03-25 | -19.54 |  | 668
12030041 | Tertiary | 1996-08-06 | -18.78 |  | 668
12030041 | Tertiary | 1996-11-06 | -18.28 |  | 668
12030041 | Tertiary | 1997-02-19 | -18.38 |  | 668
12030041 | Tertiary | 1997-04-11 | -18.63 |  | 668
12030041 | Tertiary | 1997-07-11 | -18.9 |  | 668
12030041 | Tertiary | 1997-10-15 | -18.96 |  | 668
12030041 | Tertiary | 1998-01-28 | -19.04 |  | 668
12030041 | Tertiary | 1998-04-01 | -19.72 |  | 668
12030041 | Tertiary | 1998-07-02 | -18.2 |  | 668
12030041 | Tertiary | 1998-10-05 | -18.48 |  | 668
12030041 | Tertiary | 1998-11-10 | -17.94 |  | 668
12030041 | Tertiary | 1999-01-13 | -17.95 |  | 668
12030041 | Tertiary | 1999-01-19 | -17.98 |  | 668
12030041 | Tertiary | 1999-05-13 | -18.14 |  | 668
12030041 | Tertiary | 1999-08-04 | -18.31 |  | 668
12030041 | Tertiary | 1999-10-20 | -18.88 |  | 668
12030041 | Tertiary | 2000-01-25 | -18.68 |  | 668
12030041 | Tertiary | 2000-02-10 | -19.09 |  | 668
12030041 | Tertiary | 2000-03-28 | -19.35 |  | 668
12030041 | Tertiary | 2000-08-01 | -18.34 |  | 668
12030041 | Tertiary | 2000-10-25 | -18.41 |  | 668
12030041 | Tertiary | 2000-12-20 | -18.3 |  | 668
12030041 | Tertiary | 2001-03-09 | -18.33 |  | 668
12030041 | Tertiary | 2001-04-19 | -18.89 |  | 668
12030041 | Tertiary | 2001-08-22 | -18.31 |  | 668
12030041 | Tertiary | 2002-02-28 | -18.62 |  | 668
12030041 | Tertiary | 2002-03-01 | -18.74 |  | 668
12030041 | Tertiary | 2003-09-17 | -19.89 |  | 668
12030041 | Tertiary | 2004-06-02 | -20.62 |  | 668
12030042 | Alluvium | 1974-10-23 | -5.03 |  | 668
12030042 | Alluvium | 1974-11-12 | -5.03 |  | 668
12030042 | Alluvium | 1975-05-31 | -5.03 |  | 668
12030042 | Alluvium | 1975-09-08 | -5.03 |  | 668
12030042 | Alluvium | 1975-12-18 | -5.03 |  | 668
12030042 | Alluvium | 1976-03-23 | -2.95 |  | 668
12030042 | Alluvium | 1976-06-29 | -5.03 |  | 668
12030042 | Alluvium | 1976-11-09 | -5.03 |  | 668
12030042 | Alluvium | 1977-03-30 | -2.57 |  | 668
12030042 | Alluvium | 1977-08-10 | -3.22 |  | 668
12030042 | Alluvium | 1977-12-14 | -5.03 |  | 668
12030042 | Alluvium | 1978-07-18 | -5.03 |  | 668
12030042 | Alluvium | 1978-11-06 | -5.03 |  | 668
12030042 | Alluvium | 1979-05-22 | -5.03 |  | 668
12030042 | Alluvium | 1979-10-09 | -5.03 |  | 668
12030042 | Alluvium | 1980-02-05 | -5.03 |  | 668
12030042 | Alluvium | 1980-05-20 | -5.03 |  | 668
12030042 | Alluvium | 1980-08-19 | -5.03 |  | 668
12030042 | Alluvium | 1980-11-25 | -5.03 |  | 668
12030042 | Alluvium | 1981-03-17 | -5.03 |  | 668
12030042 | Alluvium | 1981-07-07 | -2.99 |  | 668
12030042 | Alluvium | 1981-10-20 | -5.03 |  | 668
12030042 | Alluvium | 1982-04-20 | -5.03 |  | 668
12030042 | Alluvium | 1982-07-20 | -5.03 |  | 668
12030042 | Alluvium | 1982-11-30 | -5.02 |  | 668
12030042 | Alluvium | 1983-03-01 | -2.89 |  | 668
12030042 | Alluvium | 1983-08-09 | -2.86 |  | 668
12030042 | Alluvium | 1983-12-13 | -3.43 |  | 668
12030042 | Alluvium | 1984-03-20 | -2.87 |  | 668
12030042 | Alluvium | 1984-07-10 | -5.08 |  | 668
12030042 | Alluvium | 1984-12-11 | -5.03 |  | 668
12030042 | Alluvium | 1985-05-14 | -2.89 |  | 668
12030042 | Alluvium | 1985-09-16 | -5.03 |  | 668
12030042 | Alluvium | 1986-02-11 | -3.31 |  | 668
12030042 | Alluvium | 1986-07-08 | -5.03 |  | 668
12030042 | Alluvium | 1986-10-14 | -5.03 |  | 668
12030042 | Alluvium | 1987-02-16 | -5.03 |  | 668
12030042 | Alluvium | 1987-06-02 | -5.03 |  | 668
12030043 | Alluvium | 1974-10-23 | -5.93 |  | 668
12030043 | Alluvium | 1974-11-12 | -5.77 |  | 668
12030043 | Alluvium | 1975-05-31 | -5.77 |  | 668
12030043 | Alluvium | 1975-09-08 | -5.77 |  | 668
12030043 | Alluvium | 1975-12-18 | -5.77 |  | 668
12030043 | Alluvium | 1976-03-23 | -4.6 |  | 668
12030043 | Alluvium | 1976-06-29 | -5.77 |  | 668
12030043 | Alluvium | 1976-11-09 | -5.77 |  | 668
12030043 | Alluvium | 1977-03-30 | -4.05 |  | 668
12030043 | Alluvium | 1977-08-10 | -4.6 |  | 668
12030043 | Alluvium | 1977-12-14 | -5.77 |  | 668
12030043 | Alluvium | 1978-07-18 | -5.77 |  | 668
12030043 | Alluvium | 1978-11-06 | -5.77 |  | 668
12030043 | Alluvium | 1979-05-22 | -5.77 |  | 668
12030043 | Alluvium | 1979-10-09 | -5.77 |  | 668
12030043 | Alluvium | 1980-02-05 | -5.77 |  | 668
12030043 | Alluvium | 1980-05-20 | -5.77 |  | 668
12030043 | Alluvium | 1980-08-19 | -5.77 |  | 668
12030043 | Alluvium | 1980-11-25 | -5.77 |  | 668
12030043 | Alluvium | 1981-03-17 | -5.77 |  | 668
12030043 | Alluvium | 1981-07-07 | -4.44 |  | 668
12030043 | Alluvium | 1981-10-20 | -5.29 |  | 668
12030043 | Alluvium | 1982-04-20 | -5.77 |  | 668
12030043 | Alluvium | 1982-07-20 | -5.77 |  | 668
12030043 | Alluvium | 1982-11-30 | -5.77 |  | 668
12030043 | Alluvium | 1983-03-01 | -5.05 |  | 668
12030043 | Alluvium | 1983-08-09 | -4.2 |  | 668
12030043 | Alluvium | 1983-12-13 | -5.04 |  | 668
12030043 | Alluvium | 1984-03-20 | -4.25 |  | 668
12030043 | Alluvium | 1984-07-10 | -5.17 |  | 668
12030043 | Alluvium | 1984-12-11 | -5.45 |  | 668
12030043 | Alluvium | 1985-05-14 | -5.05 |  | 668
12030043 | Alluvium | 1985-09-16 | -5.77 |  | 668
12030043 | Alluvium | 1986-02-11 | -5.57 |  | 668
12030043 | Alluvium | 1986-07-08 | -5.57 |  | 668
12030043 | Alluvium | 1986-10-14 | -5.57 |  | 668
12030043 | Alluvium | 1987-02-16 | -5.57 |  | 668
12030043 | Alluvium | 1987-06-02 | -5.57 |  | 668
12030044 | Alluvium | 1974-10-23 | -7.92 |  | 668
12030044 | Alluvium | 1974-11-12 | -8.14 |  | 668
12030044 | Alluvium | 1975-05-31 | -8.13 |  | 668
12030044 | Alluvium | 1975-09-08 | -8.6 |  | 668
12030044 | Alluvium | 1975-12-18 | -8.76 |  | 668
12030044 | Alluvium | 1976-03-23 | -7.15 |  | 668
12030044 | Alluvium | 1976-06-29 | -7.84 |  | 668
12030044 | Alluvium | 1976-11-09 | -8.45 |  | 668
12030044 | Alluvium | 1977-03-30 | -6.88 |  | 668
12030044 | Alluvium | 1977-08-10 | -7.11 |  | 668
12030044 | Alluvium | 1977-12-14 | -7.81 |  | 668
12030044 | Alluvium | 1978-07-18 | -8.69 |  | 668
12030044 | Alluvium | 1978-11-06 | -8.77 |  | 668
12030044 | Alluvium | 1979-05-22 | -8.76 |  | 668
12030044 | Alluvium | 1979-10-09 | -9.07 |  | 668
12030044 | Alluvium | 1980-02-05 | -9.59 |  | 668
12030044 | Alluvium | 1980-05-20 | -9.59 |  | 668
12030044 | Alluvium | 1980-08-19 | -9.59 |  | 668
12030044 | Alluvium | 1980-11-25 | -9.59 |  | 668
12030044 | Alluvium | 1981-03-17 | -9.59 |  | 668
12030044 | Alluvium | 1981-07-07 | -7.1 |  | 668
12030044 | Alluvium | 1981-10-20 | -7.81 |  | 668
12030044 | Alluvium | 1982-04-20 | -8.46 |  | 668
12030044 | Alluvium | 1982-07-20 | -8.76 |  | 668
12030044 | Alluvium | 1982-11-30 | -9.09 |  | 668
12030044 | Alluvium | 1983-03-01 | -9.24 |  | 668
12030044 | Alluvium | 1983-08-09 | -6.68 |  | 668
12030044 | Alluvium | 1983-12-13 | -7.55 |  | 668
12030044 | Alluvium | 1984-03-20 | -6.74 |  | 668
12030044 | Alluvium | 1984-07-10 | -7.66 |  | 668
12030044 | Alluvium | 1984-12-11 | -7.93 |  | 668
12030044 | Alluvium | 1985-05-14 | -8.54 |  | 668
12030044 | Alluvium | 1985-09-16 | -8.79 |  | 668
12030044 | Alluvium | 1986-02-11 | -9.03 |  | 668
12030044 | Alluvium | 1986-07-08 | -9.19 |  | 668
12030044 | Alluvium | 1986-10-14 | -9.59 |  | 668
12030044 | Alluvium | 1987-02-16 | -9.59 |  | 668
12030044 | Alluvium | 1987-06-02 | -9.59 |  | 668
12030045 | Alluvium | 1974-10-23 | -8.28 |  | 668
12030045 | Alluvium | 1974-11-12 | -8.39 |  | 668
12030045 | Alluvium | 1975-05-31 | -8.39 |  | 668
12030045 | Alluvium | 1975-09-08 | -8.39 |  | 668
12030045 | Alluvium | 1975-12-18 | -8.39 |  | 668
12030045 | Alluvium | 1976-03-23 | -7.98 |  | 668
12030045 | Alluvium | 1976-06-29 | -8.17 |  | 668
12030045 | Alluvium | 1976-11-09 | -8.39 |  | 668
12030045 | Alluvium | 1977-03-30 | -8.39 |  | 668
12030045 | Alluvium | 1977-08-10 | -8.39 |  | 668
12030045 | Alluvium | 1977-12-14 | -8.06 |  | 668
12030045 | Alluvium | 1978-07-18 | -8.39 |  | 668
12030045 | Alluvium | 1978-11-06 | -8.39 |  | 668
12030045 | Alluvium | 1979-05-22 | -8.39 |  | 668
12030045 | Alluvium | 1979-10-09 | -8.39 |  | 668
12030045 | Alluvium | 1980-02-05 | -8.39 |  | 668
12030045 | Alluvium | 1980-05-20 | -8.39 |  | 668
12030045 | Alluvium | 1980-08-19 | -8.39 |  | 668
12030045 | Alluvium | 1980-11-25 | -8.39 |  | 668
12030045 | Alluvium | 1981-03-17 | -8.39 |  | 668
12030045 | Alluvium | 1982-04-20 | -8.39 |  | 668
12030045 | Alluvium | 1982-07-20 | -8.39 |  | 668
12030045 | Alluvium | 1982-11-30 | -8.39 |  | 668
12030045 | Alluvium | 1983-03-01 | -8.39 |  | 668
12030045 | Alluvium | 1983-08-09 | -8.22 |  | 668
12030045 | Alluvium | 1983-12-12 | -8.17 |  | 668
12030045 | Alluvium | 1984-03-20 | -8.06 |  | 668
12030045 | Alluvium | 1984-07-10 | -8.24 |  | 668
12030045 | Alluvium | 1984-12-11 | -8.35 |  | 668
12030045 | Alluvium | 1985-05-14 | -8.39 |  | 668
12030045 | Alluvium | 1985-09-16 | -8.39 |  | 668
12030045 | Alluvium | 1986-02-11 | -8.39 |  | 668
12030045 | Alluvium | 1986-07-08 | -8.39 |  | 668
12030045 | Alluvium | 1986-10-15 | -8.39 |  | 668
12030045 | Alluvium | 1987-02-16 | -8.39 |  | 668
12030045 | Alluvium | 1987-06-02 | -8.39 |  | 668
12030046 | Alluvium | 1974-10-23 | -7.77 |  | 668
12030046 | Alluvium | 1974-11-12 | -8.04 |  | 668
12030046 | Alluvium | 1975-05-31 | -8.04 |  | 668
12030046 | Alluvium | 1975-09-08 | -8.04 |  | 668
12030046 | Alluvium | 1975-12-18 | -8.04 |  | 668
12030046 | Alluvium | 1976-03-23 | -7.57 |  | 668
12030046 | Alluvium | 1976-06-29 | -7.42 |  | 668
12030046 | Alluvium | 1976-11-09 | -8.04 |  | 668
12030046 | Alluvium | 1977-03-30 | -8.04 |  | 668
12030046 | Alluvium | 1977-08-10 | -6.9 |  | 668
12030046 | Alluvium | 1977-12-14 | -7.35 |  | 668
12030046 | Alluvium | 1978-07-18 | -8.04 |  | 668
12030046 | Alluvium | 1978-11-06 | -8.04 |  | 668
12030046 | Alluvium | 1979-05-22 | -8.04 |  | 668
12030046 | Alluvium | 1979-10-09 | -8.04 |  | 668
12030046 | Alluvium | 1980-02-05 | -8.04 |  | 668
12030046 | Alluvium | 1980-05-20 | -8.04 |  | 668
12030046 | Alluvium | 1980-08-19 | -8.04 |  | 668
12030046 | Alluvium | 1980-11-25 | -8.04 |  | 668
12030046 | Alluvium | 1981-03-17 | -8.04 |  | 668
12030046 | Alluvium | 1981-07-07 | -8.04 |  | 668
12030046 | Alluvium | 1982-04-20 | -8.04 |  | 668
12030046 | Alluvium | 1982-07-20 | -8.04 |  | 668
12030046 | Alluvium | 1982-11-30 | -8.04 |  | 668
12030046 | Alluvium | 1983-03-01 | -8.04 |  | 668
12030046 | Alluvium | 1983-08-09 | -7.06 |  | 668
12030046 | Alluvium | 1983-12-12 | -7.35 |  | 668
12030046 | Alluvium | 1984-03-20 | -6.98 |  | 668
12030046 | Alluvium | 1984-07-10 | -7.41 |  | 668
12030046 | Alluvium | 1984-12-11 | -7.63 |  | 668
12030046 | Alluvium | 1985-05-14 | -8.04 |  | 668
12030046 | Alluvium | 1985-09-16 | -8.04 |  | 668
12030046 | Alluvium | 1986-02-11 | -8.04 |  | 668
12030046 | Alluvium | 1986-07-08 | -8.04 |  | 668
12030046 | Alluvium | 1986-10-15 | -8.04 |  | 668
12030046 | Alluvium | 1987-02-16 | -8.04 |  | 668
12030046 | Alluvium | 1987-06-02 | -8.04 |  | 668
12030047 | Alluvium | 1974-10-23 | -8.23 |  | 668
12030047 | Alluvium | 1974-11-12 | -8.48 |  | 668
12030047 | Alluvium | 1975-05-31 | -8.2 |  | 668
12030047 | Alluvium | 1975-09-08 | -8.99 |  | 668
12030047 | Alluvium | 1975-12-18 | -9.32 |  | 668
12030047 | Alluvium | 1976-03-23 | -7.49 |  | 668
12030047 | Alluvium | 1976-06-29 | -7.92 |  | 668
12030047 | Alluvium | 1976-11-09 | -8.74 |  | 668
12030047 | Alluvium | 1977-03-30 | -7.82 |  | 668
12030047 | Alluvium | 1977-08-10 | -7.18 |  | 668
12030047 | Alluvium | 1977-12-14 | -7.92 |  | 668
12030047 | Alluvium | 1978-07-18 | -8.97 |  | 668
12030047 | Alluvium | 1978-11-06 | -9.14 |  | 668
12030047 | Alluvium | 1979-05-22 | -9.27 |  | 668
12030047 | Alluvium | 1979-10-09 | -9.69 |  | 668
12030047 | Alluvium | 1980-02-05 | -10.28 |  | 668
12030047 | Alluvium | 1980-05-20 | -10.85 |  | 668
12030047 | Alluvium | 1980-08-19 | -11 |  | 668
12030047 | Alluvium | 1980-11-25 | -11.01 |  | 668
12030047 | Alluvium | 1981-03-17 | -11.01 |  | 668
12030047 | Alluvium | 1981-07-07 | -8.34 |  | 668
12030047 | Alluvium | 1982-04-20 | -8.95 |  | 668
12030047 | Alluvium | 1982-07-20 | -9.34 |  | 668
12030047 | Alluvium | 1982-11-30 | -10.54 |  | 668
12030047 | Alluvium | 1983-03-01 | -10.92 |  | 668
12030047 | Alluvium | 1983-08-09 | -7.15 |  | 668
12030047 | Alluvium | 1983-12-12 | -7.79 |  | 668
12030047 | Alluvium | 1984-03-20 | -7.15 |  | 668
12030047 | Alluvium | 1984-07-10 | -7.92 |  | 668
12030047 | Alluvium | 1984-12-11 | -8.21 |  | 668
12030047 | Alluvium | 1985-05-14 | -9.12 |  | 668
12030047 | Alluvium | 1985-09-16 | -9.55 |  | 668
12030047 | Alluvium | 1986-02-11 | -10.23 |  | 668
12030047 | Alluvium | 1986-07-08 | -10.77 |  | 668
12030047 | Alluvium | 1986-10-15 | -11.01 |  | 668
12030047 | Alluvium | 1987-02-16 | -11.01 |  | 668
12030047 | Alluvium | 1987-06-02 | -11.01 |  | 668
12030048 | Tertiary | 1974-10-23 | -11.19 |  | 668
12030048 | Tertiary | 1974-11-12 | -11.25 |  | 668
12030048 | Tertiary | 1975-05-31 | -10.95 |  | 668
12030048 | Tertiary | 1975-09-08 | -11.23 |  | 668
12030048 | Tertiary | 1975-12-18 | -11.23 |  | 668
12030048 | Tertiary | 1976-03-23 | -10.98 |  | 668
12030048 | Tertiary | 1976-06-29 | -10.5 |  | 668
12030048 | Tertiary | 1976-11-09 | -10.69 |  | 668
12030048 | Tertiary | 1977-03-30 | -10.63 |  | 668
12030048 | Tertiary | 1977-08-10 | -9.66 |  | 668
12030048 | Tertiary | 1977-12-14 | -9.67 |  | 668
12030048 | Tertiary | 1978-07-18 | -10.25 |  | 668
12030048 | Tertiary | 1978-11-06 | -10.25 |  | 668
12030048 | Tertiary | 1979-05-22 | -10.39 |  | 668
12030048 | Tertiary | 1979-10-09 | -10.63 |  | 668
12030048 | Tertiary | 1980-02-05 | -10.85 |  | 668
12030048 | Tertiary | 1980-05-19 | -10.97 |  | 668
12030048 | Tertiary | 1980-08-19 | -11.24 |  | 668
12030048 | Tertiary | 1980-11-25 | -11.16 |  | 668
12030048 | Tertiary | 1981-03-17 | -11.25 |  | 668
12030048 | Tertiary | 1981-07-07 | -11.07 |  | 668
12030048 | Tertiary | 1981-10-20 | -10.55 |  | 668
12030048 | Tertiary | 1982-04-20 | -10.76 |  | 668
12030048 | Tertiary | 1982-07-20 | -10.88 |  | 668
12030048 | Tertiary | 1982-11-30 | -11.21 |  | 668
12030048 | Tertiary | 1983-03-01 | -11.35 |  | 668
12030048 | Tertiary | 1983-08-09 | -10.63 |  | 668
12030048 | Tertiary | 1983-12-12 | -10.22 |  | 668
12030048 | Tertiary | 1984-03-20 | -9.83 |  | 668
12030048 | Tertiary | 1984-07-10 | -9.8 |  | 668
12030048 | Tertiary | 1984-12-11 | -9.7 |  | 668
12030048 | Tertiary | 1985-05-14 | -10.24 |  | 668
12030048 | Tertiary | 1985-09-16 | -10.5 |  | 668
12030048 | Tertiary | 1986-02-11 | -10.77 |  | 668
12030048 | Tertiary | 1986-07-08 | -11 |  | 668
12030048 | Tertiary | 1986-10-15 | -11.25 |  | 668
12030048 | Tertiary | 1987-02-16 | -11.4 |  | 668
12030048 | Tertiary | 1987-06-02 | -11.6 |  | 668
12030067 | Alluvium | 1974-10-23 | -8.41 |  | 668
12030067 | Alluvium | 1974-11-12 | -8.41 |  | 668
12030067 | Alluvium | 1975-05-31 | -8.41 |  | 668
12030067 | Alluvium | 1975-09-08 | -8.41 |  | 668
12030067 | Alluvium | 1975-12-18 | -8.41 |  | 668
12030067 | Alluvium | 1976-03-23 | -8.41 |  | 668
12030067 | Alluvium | 1976-06-29 | -8.41 |  | 668
12030067 | Alluvium | 1976-11-09 | -8.41 |  | 668
12030067 | Alluvium | 1977-03-30 | -7.97 |  | 668
12030067 | Alluvium | 1977-08-10 | -7.96 |  | 668
12030067 | Alluvium | 1977-12-14 | -8.41 |  | 668
12030067 | Alluvium | 1978-07-18 | -8.41 |  | 668
12030067 | Alluvium | 1978-11-06 | -8.41 |  | 668
12030067 | Alluvium | 1979-05-22 | -8.41 |  | 668
12030067 | Alluvium | 1979-10-09 | -8.41 |  | 668
12030067 | Alluvium | 1980-08-19 | -8.41 |  | 668
12030067 | Alluvium | 1981-07-07 | -8.41 |  | 668
12030067 | Alluvium | 1981-10-20 | -8.41 |  | 668
12030067 | Alluvium | 1982-04-20 | -8.41 |  | 668
12030067 | Alluvium | 1982-07-20 | -8.41 |  | 668
12030067 | Alluvium | 1982-11-30 | -8.41 |  | 668
12030067 | Alluvium | 1983-03-01 | -8.41 |  | 668
12030067 | Alluvium | 1983-08-09 | -7.74 |  | 668
12030067 | Alluvium | 1983-12-13 | -8.17 |  | 668
12030067 | Alluvium | 1984-03-20 | -7.5 |  | 668
12030067 | Alluvium | 1984-07-10 | -8.03 |  | 668
12030067 | Alluvium | 1984-12-11 | -8 |  | 668
12030067 | Alluvium | 1985-05-14 | -8.41 |  | 668
12030067 | Alluvium | 1985-09-17 | -8.41 |  | 668
12030067 | Alluvium | 1986-07-08 | -8.41 |  | 668
12030067 | Alluvium | 1986-10-14 | -8.41 |  | 668
12030067 | Alluvium | 1987-02-16 | -8.41 |  | 668
12030067 | Alluvium | 1987-06-02 | -8.41 |  | 668
12030068 | Alluvium | 1974-10-23 | -9.78 |  | 668
12030068 | Alluvium | 1974-11-12 | -9.63 |  | 668
12030068 | Alluvium | 1975-05-31 | -9.72 |  | 668
12030068 | Alluvium | 1975-09-08 | -10.07 |  | 668
12030068 | Alluvium | 1975-12-18 | -10.07 |  | 668
12030068 | Alluvium | 1976-03-23 | -8.8 |  | 668
12030068 | Alluvium | 1976-06-29 | -8.95 |  | 668
12030068 | Alluvium | 1976-11-09 | -9.6 |  | 668
12030068 | Alluvium | 1977-03-30 | -9.44 |  | 668
12030068 | Alluvium | 1977-08-10 | -8.05 |  | 668
12030068 | Alluvium | 1977-12-14 | -8.51 |  | 668
12030068 | Alluvium | 1978-07-18 | -9.57 |  | 668
12030068 | Alluvium | 1978-11-06 | -9.62 |  | 668
12030068 | Alluvium | 1979-05-22 | -9.75 |  | 668
12030068 | Alluvium | 1979-10-09 | -10.02 |  | 668
12030068 | Alluvium | 1980-05-20 | -10.04 |  | 668
12030068 | Alluvium | 1980-08-19 | -10.07 |  | 668
12030068 | Alluvium | 1981-03-17 | -10.07 |  | 668
12030068 | Alluvium | 1981-07-07 | -9.51 |  | 668
12030068 | Alluvium | 1981-10-20 | -9.23 |  | 668
12030068 | Alluvium | 1982-04-20 | -9.14 |  | 668
12030068 | Alluvium | 1982-07-20 | -9.4 |  | 668
12030068 | Alluvium | 1982-11-30 | -9.87 |  | 668
12030068 | Alluvium | 1983-03-01 | -10.07 |  | 668
12030068 | Alluvium | 1983-08-09 | -7.33 |  | 668
12030068 | Alluvium | 1983-12-13 | -7.57 |  | 668
12030068 | Alluvium | 1984-03-20 | -6.98 |  | 668
12030068 | Alluvium | 1984-07-10 | -7.29 |  | 668
12030068 | Alluvium | 1984-12-11 | -7.25 |  | 668
12030068 | Alluvium | 1985-05-14 | -7.68 |  | 668
12030068 | Alluvium | 1985-09-17 | -7.91 |  | 668
12030068 | Alluvium | 1986-07-08 | -8.37 |  | 668
12030068 | Alluvium | 1986-10-14 | -8.51 |  | 668
12030068 | Alluvium | 1987-02-16 | -8.81 |  | 668
12030068 | Alluvium | 1987-06-02 | -8.97 |  | 668
12030069 | Unknown | 1980-05-20 | 0 |  | 668
12030069 | Unknown | 1981-03-17 | 0 |  | 668
12030076 | Tertiary | 1974-10-23 | -9.54 |  | 668
12030076 | Tertiary | 1974-11-12 | -9.48 |  | 668
12030076 | Tertiary | 1975-05-31 | -9.47 |  | 668
12030076 | Tertiary | 1975-09-09 | -9.63 |  | 668
12030076 | Tertiary | 1975-12-18 | -9.62 |  | 668
12030076 | Tertiary | 1976-03-23 | -9.48 |  | 668
12030076 | Tertiary | 1976-06-29 | -9.49 |  | 668
12030076 | Tertiary | 1976-11-09 | -9.86 |  | 668
12030076 | Tertiary | 1977-03-30 | -9.59 |  | 668
12030076 | Tertiary | 1977-08-11 | -9.18 |  | 668
12030076 | Tertiary | 1977-12-14 | -9.27 |  | 668
12030076 | Tertiary | 1978-07-18 | -9.5 |  | 668
12030076 | Tertiary | 1978-11-07 | -9.43 |  | 668
12030076 | Tertiary | 1979-05-22 | -9.53 |  | 668
12030076 | Tertiary | 1979-10-09 | -9.71 |  | 668
12030076 | Tertiary | 1980-02-05 | -9.74 |  | 668
12030076 | Tertiary | 1980-05-20 | -9.78 |  | 668
12030076 | Tertiary | 1980-08-19 | -9.97 |  | 668
12030076 | Tertiary | 1980-11-25 | -9.9 |  | 668
12030076 | Tertiary | 1981-03-17 | -9.8 |  | 668
12030076 | Tertiary | 1981-07-07 | -9.74 |  | 668
12030076 | Tertiary | 1981-10-20 | -9.7 |  | 668
12030076 | Tertiary | 1982-04-20 | -9.77 |  | 668
12030076 | Tertiary | 1982-07-20 | -9.98 |  | 668
12030076 | Tertiary | 1982-11-30 | -10.15 |  | 668
12030076 | Tertiary | 1983-03-01 | -10.08 |  | 668
12030076 | Tertiary | 1983-08-09 | -9.65 |  | 668
12030076 | Tertiary | 1983-12-13 | -9.45 |  | 668
12030076 | Tertiary | 1984-03-20 | -9.4 |  | 668
12030076 | Tertiary | 1984-07-10 | -9.41 |  | 668
12030076 | Tertiary | 1984-12-11 | -9.33 |  | 668
12030076 | Tertiary | 1985-09-17 | -9.43 |  | 668
12030076 | Tertiary | 1986-02-11 | -9.51 |  | 668
12030076 | Tertiary | 1986-07-08 | -9.56 |  | 668
12030076 | Tertiary | 1987-02-17 | -9.68 |  | 668
12030076 | Tertiary | 1987-06-02 | -9.77 |  | 668
12030076 | Tertiary | 2006-01-10 | -9.72 |  | 668
12030076 | Tertiary | 2006-05-26 | -9.61 |  | 668
12030076 | Tertiary | 2007-01-05 | -9.83 |  | 668
12030077 | Tertiary | 1974-10-23 | -3.51 |  | 668
12030077 | Tertiary | 1974-11-12 | -3.75 |  | 668
12030077 | Tertiary | 1975-05-31 | -3.9 |  | 668
12030077 | Tertiary | 1975-09-09 | -5 |  | 668
12030077 | Tertiary | 1975-12-18 | -5.71 |  | 668
12030077 | Tertiary | 1976-03-23 | -2.54 |  | 668
12030077 | Tertiary | 1976-06-29 | -3.48 |  | 668
12030077 | Tertiary | 1976-11-09 | -4.85 |  | 668
12030077 | Tertiary | 1977-03-30 | -2.97 |  | 668
12030077 | Tertiary | 1977-08-11 | -2.61 |  | 668
12030077 | Tertiary | 1977-12-14 | -3.96 |  | 668
12030077 | Tertiary | 1978-07-18 | -5.12 |  | 668
12030077 | Tertiary | 1978-11-07 | -5.12 |  | 668
12030077 | Tertiary | 1979-05-22 | -5.86 |  | 668
12030077 | Tertiary | 1979-10-09 | -5.86 |  | 668
12030077 | Tertiary | 1980-02-05 | -5.86 |  | 668
12030077 | Tertiary | 1980-05-20 | -5.86 |  | 668
12030077 | Tertiary | 1980-08-19 | -5.86 |  | 668
12030077 | Tertiary | 1980-11-25 | -5.86 |  | 668
12030077 | Tertiary | 1981-03-17 | -5.86 |  | 668
12030077 | Tertiary | 1981-07-07 | -5.56 |  | 668
12030077 | Tertiary | 1981-10-20 | -5.86 |  | 668
12030077 | Tertiary | 1982-04-20 | -5.76 |  | 668
12030077 | Tertiary | 1982-07-20 | -5.86 |  | 668
12030077 | Tertiary | 1982-11-30 | -5.86 |  | 668
12030077 | Tertiary | 1983-03-01 | -5.2 |  | 668
12030077 | Tertiary | 1983-08-09 | -2.22 |  | 668
12030077 | Tertiary | 1983-12-13 | -2.75 |  | 668
12030077 | Tertiary | 1984-03-20 | -2.87 |  | 668
12030077 | Tertiary | 1984-07-10 | -3.76 |  | 668
12030077 | Tertiary | 1984-12-11 | -3.75 |  | 668
12030077 | Tertiary | 1985-09-17 | -5.6 |  | 668
12030077 | Tertiary | 1986-02-11 | -5.26 |  | 668
12030077 | Tertiary | 1986-07-08 | -5.74 |  | 668
12030077 | Tertiary | 1986-10-15 | -5.5 |  | 668
12030077 | Tertiary | 1987-02-17 | -5.81 |  | 668
12030077 | Tertiary | 1987-06-02 | -5.85 |  | 668
12030077 | Tertiary | 2006-01-10 | -5.4 |  | 668
12030077 | Tertiary | 2006-05-26 | -5.4 |  | 668
12030077 | Tertiary | 2007-01-05 | -5.46 |  | 668
12030144 | Rewan Formation | 2003-10-01 | -49.85 |  | 668
12030144 | Rewan Formation | 2003-10-05 | -49.85 |  | 668
12030144 | Rewan Formation | 2004-08-26 | -50.29 |  | 668
12030144 | Rewan Formation | 2004-12-20 | -50.24 |  | 668
12030144 | Rewan Formation | 2005-03-18 | -50.29 |  | 668
12030144 | Rewan Formation | 2005-10-11 | -52.26 |  | 668
12030144 | Rewan Formation | 2005-11-02 | -50.28 |  | 668
12030144 | Rewan Formation | 2006-01-10 | -50.3 |  | 668
12030144 | Rewan Formation | 2006-05-26 | -50.29 |  | 668
12030144 | Rewan Formation | 2007-01-05 | -50.26 |  | 668
12030145 | Alluvium | 2004-08-26 | -17.54 |  | 668
12030145 | Alluvium | 2004-12-20 | -17.54 |  | 668
12030145 | Alluvium | 2005-03-18 | -17.54 |  | 668
12030145 | Alluvium | 2005-10-11 | -17.53 |  | 668
12030145 | Alluvium | 2005-11-02 | -17.55 |  | 668
12030145 | Alluvium | 2006-01-10 | -17.56 |  | 668
12030145 | Alluvium | 2006-05-26 | -17.56 |  | 668
12030145 | Alluvium | 2007-01-05 | -17.56 |  | 668
12030146 | Joe Joe Group | 2004-08-27 | -54.46 |  | 668
12030146 | Joe Joe Group | 2004-12-20 | -54.5 |  | 668
12030146 | Joe Joe Group | 2005-03-18 | -54.5 |  | 668
12030146 | Joe Joe Group | 2005-10-11 | -54.5 |  | 668
12030146 | Joe Joe Group | 2006-01-10 | -57 |  | 668
12030146 | Joe Joe Group | 2006-05-24 | -54.5 |  | 668
12030146 | Joe Joe Group | 2007-01-05 | -54.5 |  | 668
10958 | Unknown | 1947-07-27 | -10.67 |  | 714
15014 | Ronlow Beds | 1962-02-22 | -59.74 |  | 714
15014 | Ronlow Beds | 1969-06-19 | -60.96 |  | 714
17364 | Unknown | 1967-01-01 | -45.7 |  | 714
33529 | Unknown | 1969-09-01 | -21.3 |  | 714
36378 | Unknown | 1969-08-22 | -0.3 |  | 714
51707 | Unknown | 1983-03-16 | -146 |  | 714
69572 | Unknown | 1988-09-08 | -23 |  | 714
1019 | Unknown | 1950-07-04 | -1.21 |  | 743
1019 | Unknown | 1965-08-04 |  | -1.22 | 743
1020 | Unknown | 1928-01-01 | -1.52 |  | 743
1020 | Unknown | 1928-01-01 |  | -1.52 | 743
1020 | Unknown | 1965-08-04 | -0.61 |  | 743
1020 | Unknown | 1965-08-04 |  | -0.61 | 743
1029 | Unknown | 1954-07-02 | -0.91 |  | 743
1032 | Unknown | 1908-01-01 | -18.3 |  | 743
1032 | Unknown | 1939-05-23 | -18.28 |  | 743
5939 | Unknown | 1983-06-01 | -36.57 |  | 743
5941 | Unknown | 1937-07-14 |  | -9.14 | 743
5941 | Unknown | 1965-08-06 |  | -1.22 | 743
7391 | Unknown | 1929-01-01 | -30.5 |  | 743
7392 | Unknown | 1923-01-01 | -30.5 |  | 743
10745 | Ronlow Beds | 1946-06-24 | -28.6 |  | 743
11179 | Unknown | 1947-08-27 | -41.1 |  | 743
11179 | Unknown | 1981-01-01 | -41.14 |  | 743
11441 | Unknown | 1949-09-16 | -60.3 |  | 743
11484 | Unknown | 1949-11-23 | -46.9 |  | 743
11515 | Unknown | 1950-01-06 | -91.74 |  | 743
11515 | Unknown | 1963-08-10 | -20.1 |  | 743
12029 | Ronlow Beds | 1952-06-11 | -74.68 |  | 743
12029 | Unknown | 1952-06-11 |  | -74.68 | 743
12537 | Unknown | 1957-01-01 | -38.7 |  | 743
12537 | Unknown | 1983-06-01 | -30.48 |  | 743
13680 | Unknown | 1957-12-06 | -82.3 |  | 743
13680 | Unknown | 1957-12-06 |  | -82.3 | 743
14607 | Ronlow Beds | 1961-04-10 | -35.9 |  | 743
16060 | Unknown | 1964-08-01 |  | -40.84 | 743
16371 | Ronlow Beds | 1965-07-26 | -36.6 |  | 743
16371 | Unknown | 1965-07-26 |  | 36.58 | 743
22660 | Unknown | 1970-05-02 |  | -82.3 | 743
22660 | Unknown | 1970-05-12 | -70.1 |  | 743
26499 | Unknown | 1981-04-21 | -9.15 |  | 743
30196 | Ronlow Beds | 1968-11-01 | -34.1 |  | 743
32980 | Ronlow Beds | 1969-09-18 | -21.6 |  | 743
32980 | Unknown | 1969-09-18 |  | 21.64 | 743
33274 | Unknown | 1969-11-01 | -12.2 |  | 743
33525 | Moolayember Formation | 1971-09-30 | -12.81 |  | 743
34680 | Unknown | 1969-11-28 | -47.24 |  | 743
39802 | Unknown | 1951-04-09 | -36 |  | 743
54627 | Unknown | 2006-08-15 |  | -45 | 743
69127 | Unknown | 1985-03-21 | -0.75 |  | 743
93555 | Unknown | 1993-04-19 |  | -19 | 743
93558 | Unknown | 1993-04-20 |  | -30 | 743
93749 | Unknown | 2000-12-14 | -23.5 |  | 743
118125 | Unknown | 2005-11-21 |  | -42 | 743
118673 | Unknown | 2005-11-15 |  | 0.41 | 743
146021 | Unknown | 2008-04-04 |  | -66 | 743
5940 | Unknown | 1924-01-01 | -66.7 |  | 744
6350 | Moolayember Formation | 1910-10-01 | -7.6 |  | 744
7046 | Unknown | 1983-01-10 | -48.76 |  | 744
7047 | Unknown | 1983-01-10 | -33.52 |  | 744
11644 | Clematis Sandstone | 1950-11-20 | -29.26 |  | 744
16895 | Moolayember Formation | 1966-07-14 | -32.9 |  | 744
16896 | Moolayember Formation | 1966-07-05 | -27.43 |  | 744
16897 | Moolayember Formation | 1966-06-26 | -32 |  | 744
22367 | Unknown | 1965-11-01 |  | -25.91 | 744
33053 | Unknown | 1970-03-01 | -15.2 |  | 744
33054 | Unknown | 1970-01-01 | -17 |  | 744
36918 | Clematis Sandstone | 1968-10-15 | -36.57 |  | 744
39801 | Unknown | 1975-05-26 | -35.4 |  | 744
43440 | Dunda Beds | 1969-07-26 | -42.67 |  | 744
47637 | Unknown | 1977-10-04 | -4.9 |  | 744
47637 | Unknown | 1977-10-04 |  | -4.9 | 744
47638 | Unknown | 1977-10-05 | -10.2 |  | 744
47638 | Unknown | 1977-10-05 |  | -10.2 | 744
47639 | Unknown | 1977-11-09 | -0.3 |  | 744
69288 | Moolayember Formation | 1986-01-28 | -16.2 |  | 744
69439 | Moolayember Formation | 1986-07-08 | -24 |  | 744
69441 | Clematis Sandstone | 1986-07-16 | -9 |  | 744
69442 | Clematis Sandstone | 1986-07-18 | -24 |  | 744
69443 | Clematis Sandstone | 1986-07-21 | -9 |  | 744
69451 | Unknown | 1987-09-18 | -16.5 |  | 744
69628 | Moolayember Formation | 1990-01-11 | -36.58 |  | 744
69934 | Unknown | 1992-02-29 | -12.1 |  | 744
90212 | Unknown | 1993-12-08 | -6 |  | 744
96545 | Unknown | 1995-03-21 |  | 30 | 744
103334 | Tertiary | 2000-04-19 | -42 |  | 744
103565 | Dunda Beds | 2002-06-20 | -36 |  | 744
118253 | Unknown | 2003-02-17 |  | -48 | 744
118371 | Unknown | 2004-06-08 |  | -7 | 744
292 | Unknown | 1952-02-26 |  | -7.32 | 780
292 | Unknown | 1956-05-01 |  | -8.23 | 780
293 | Unknown | 1948-01-20 |  | -0.3 | 780
293 | Unknown | 1965-04-08 | -7.32 |  | 780
293 | Unknown | 1965-04-08 |  | -7.39 | 780
373 | Unknown | 1944-08-01 | -32.9 |  | 780
1117 | Clematis Sandstone | 1943-04-08 | -76.2 |  | 780
1353 | Unknown | 1926-01-01 | -6.1 |  | 780
1359 | Unknown | 2002-08-26 |  | 2.04 | 780
1360 | Unknown | 1965-04-09 |  | -1.83 | 780
1361 | Unknown | 1939-10-30 |  | -0.61 | 780
1361 | Unknown | 1947-03-21 |  | -1.52 | 780
1361 | Unknown | 1956-05-23 |  | -1.52 | 780
1361 | Unknown | 1965-04-09 |  | -1.83 | 780
1361 | Unknown | 1972-02-06 |  | -3.05 | 780
1361 | Unknown | 1973-02-06 |  | -3.05 | 780
1368 | Unknown | 1994-03-24 |  | 2.04 | 780
1368 | Unknown | 1997-02-12 |  | 1.94 | 780
1368 | Unknown | 2000-03-15 |  | 1.94 | 780
1369 | Unknown | 1983-07-21 |  | 2.25 | 780
1369 | Unknown | 1996-05-08 |  | 3.37 | 780
1369 | Unknown | 2000-03-15 |  | 3.58 | 780
1370 | Hutton Sandstone | 1919-01-01 | -4.5 |  | 780
1376 | Unknown | 1952-04-26 |  | -12.19 | 780
1376 | Unknown | 1973-03-05 |  | -16.23 | 780
1377 | Unknown | 1956-05-21 |  | 0 | 780
1377 | Unknown | 1973-03-05 | -0.49 |  | 780
1377 | Unknown | 1973-03-05 |  | -0.46 | 780
1381 | Unknown | 2003-03-26 |  | 11.89 | 780
1381 | Unknown | 2005-08-22 |  | 12.23 | 780
1382 | Unknown | 1993-10-27 |  | 2.86 | 780
1382 | Unknown | 2003-03-27 |  | 4.14 | 780
1386 | Unknown | 2000-09-07 |  | 7.25 | 780
1386 | Unknown | 2003-02-19 |  | 8.48 | 780
1386 | Hutton Sandstone | 26/10/1899 | 21.5 |  | 780
1391 | Unknown | 1913-02-04 |  | -4.57 | 780
1391 | Unknown | 1913-12-04 | -4.57 |  | 780
1391 | Unknown | 1938-05-17 | -15.24 |  | 780
1391 | Unknown | 1938-05-17 |  | -15.24 | 780
1391 | Unknown | 1948-01-21 |  | -12.19 | 780
1391 | Unknown | 1965-04-08 | -12.19 |  | 780
1391 | Unknown | 1972-03-24 | -7.62 |  | 780
1391 | Unknown | 1972-03-24 |  | -7.62 | 780
1391 | Unknown | 2003-09-18 |  | -7.62 | 780
1391 | Unknown | 1/01/1896 | 0 |  | 780
1392 | Ronlow Beds | 17/10/1899 | -6.7 |  | 780
1393 | Unknown | 1907-05-01 |  | 2.13 | 780
1396 | Unknown | 1899-12-31 | -60.3 |  | 780
1397 | Ronlow Beds | 1905-01-01 | -44.2 |  | 780
1398 | Unknown | 1908-01-01 | -12.19 |  | 780
1398 | Unknown | 1972-04-17 | -12.19 |  | 780
1398 | Unknown | 1972-04-17 |  | -12.19 | 780
1399 | Unknown | 1912-01-01 | -88.4 |  | 780
1401 | Unknown | 1908-01-01 | -12.2 |  | 780
1402 | Unknown | 1939-01-01 | -10.67 |  | 780
1402 | Unknown | 1972-03-23 | -9.14 |  | 780
1403 | Unknown | 1911-01-01 | -12.2 |  | 780
1404 | Unknown | 1939-10-25 | -9.14 |  | 780
1404 | Unknown | 1972-03-24 | -12.19 |  | 780
1405 | Unknown | 1918-01-01 | -19.8 |  | 780
1406 | Unknown | 1909-01-01 | -48.8 |  | 780
1407 | Unknown | 1937-01-01 | -48.8 |  | 780
1408 | Unknown | 1911-01-01 | -15.8 |  | 780
1408 | Unknown | 1973-02-08 |  | -15.85 | 780
2139 | Unknown | 22/05/1856 | -36.6 |  | 780
2141 | Unknown | 1939-10-01 | -120.4 |  | 780
2142 | Unknown | 1965-04-09 | -0.61 |  | 780
2142 | Unknown | 1965-04-09 |  | -0.61 | 780
2142 | Unknown | 1972-03-22 | -1.4 |  | 780
2142 | Unknown | 1972-03-22 |  | -1.37 | 780
2147 | Unknown | 1939-10-01 | -90.83 |  | 780
2148 | Unknown | 1948-02-25 |  | -3.66 | 780
2148 | Unknown | 1952-03-25 |  | -6.1 | 780
2148 | Unknown | 1956-05-22 |  | -6.1 | 780
2148 | Unknown | 1972-03-25 |  | -1.52 | 780
2148 | Unknown | 2004-07-06 |  | -3.9 | 780
2154 | Unknown | 2006-06-16 |  | -0.26 | 780
2161 | Unknown | 1937-03-20 | -53.3 |  | 780
2164 | Unknown | 1948-02-01 | -15.2 |  | 780
2167 | Unknown | 1972-02-15 |  | 12.33 | 780
2393 | Unknown | 12/10/1899 | 5.7 |  | 780
2394 | Unknown | 1899-12-31 | 0 |  | 780
2394 | Unknown | 1948-01-18 | -3.66 |  | 780
2394 | Unknown | 1952-04-24 |  | 0 | 780
2394 | Unknown | 1965-11-19 |  | -5.56 | 780
2394 | Unknown | 2004-03-25 | -5.47 |  | 780
2395 | Ronlow Beds | 1939-10-07 | -1.5 |  | 780
2395 | Unknown | 1939-10-07 |  | -1.52 | 780
2395 | Ronlow Beds | 1948-01-01 | -3.35 |  | 780
2395 | Unknown | 1948-04-01 |  | -3.35 | 780
2396 | Unknown | 1913-01-01 | -1.83 |  | 780
2396 | Unknown | 1965-11-19 | -6.83 |  | 780
2397 | Ronlow Beds | 1914-10-03 | -2.4 |  | 780
2397 | Ronlow Beds | 1972-01-01 | -2.43 |  | 780
2397 | Unknown | 1972-12-15 |  | -2.44 | 780
2398 | Ronlow Beds | 1939-10-07 | -0.9 |  | 780
2398 | Ronlow Beds | 1948-01-01 | -6.1 |  | 780
2401 | Hutton Sandstone | 1915-01-01 | -18.29 |  | 780
2403 | Hutton Sandstone | 1915-01-01 | -85.3 |  | 780
2404 | Unknown | 1915-01-01 | -79.2 |  | 780
2652 | Precipice Sandstone | 1909-01-01 | 0 |  | 780
2652 | Precipice Sandstone | 1937-06-03 | -10.36 |  | 780
2652 | Unknown | 1937-06-03 |  | -10.36 | 780
2655 | Unknown | 1920-01-01 | -10.36 |  | 780
2655 | Unknown | 1948-08-18 |  | -10.36 | 780
2655 | Unknown | 1968-01-01 | -10.36 |  | 780
2664 | Unknown | 1925-01-01 | -21.3 |  | 780
2674 | Unknown | 1920-01-01 | -6.1 |  | 780
2677 | Unknown | 1926-02-20 | -14.6 |  | 780
2776 | Unknown | 1948-01-21 |  | -8.23 | 780
2776 | Unknown | 1973-02-08 |  | -6.71 | 780
2776 | Unknown | 8/02/1873 | -6.7 |  | 780
2778 | Hutton Sandstone | 1903-01-01 | 0 |  | 780
2778 | Hutton Sandstone | 1956-05-24 | -4.27 |  | 780
2778 | Unknown | 1956-05-24 |  | -4.27 | 780
2778 | Unknown | 1957-07-25 |  | -0.49 | 780
2778 | Hutton Sandstone | 1957-07-28 | -0.37 |  | 780
2778 | Hutton Sandstone | 1965-04-09 | -0.91 |  | 780
2778 | Unknown | 1965-04-09 |  | -0.91 | 780
2780 | Unknown | 1965-04-09 |  | 0 | 780
2781 | Coreena Member | 1913-01-01 | 0 |  | 780
2781 | Coreena Member | 1973-02-07 | -7.32 |  | 780
3072 | Moolayember Formation | 1913-01-01 | -18.3 |  | 780
3073 | Hutton Sandstone | 1913-01-01 | -30.5 |  | 780
5290 | Ronlow Beds | 1942-05-23 | -6.1 |  | 780
5556 | Unknown | 1973-03-07 | -7.1 |  | 780
5556 | Unknown | 1973-03-07 |  | -7.13 | 780
5557 | Unknown | 1973-03-07 |  | -10.67 | 780
5558 | Unknown | 1973-03-07 |  | -6.1 | 780
5560 | Hutton Sandstone | 1935-01-01 | -54.9 |  | 780
5570 | Injune Creek Group | 1912-01-01 | -9.1 |  | 780
5646 | Hooray Sandstone | 1915-01-01 | -9.1 |  | 780
5650 | Unknown | 1916-01-01 | -18.3 |  | 780
5716 | Unknown | 1930-01-01 | -35.3 |  | 780
5875 | Tertiary | 1937-07-10 | -60.9 |  | 780
5876 | Unknown | 1937-07-10 | -27.4 |  | 780
5877 | Tertiary | 1937-07-10 | -93.2 |  | 780
5907 | Unknown | 1937-01-01 | -20 |  | 780
5907 | Unknown | 1973-03-05 |  | -18.29 | 780
5908 | Unknown | 1909-01-01 |  | -118.87 | 780
5908 | Unknown | 1937-01-01 | -118.9 |  | 780
5908 | Unknown | 1994-01-01 |  | -114.91 | 780
5920 | Hutton Sandstone | 1938-01-01 | -14.84 |  | 780
5920 | Unknown | 1973-02-06 |  | -14.84 | 780
6042 | Ronlow Beds | 1935-01-01 | -1 |  | 780
6423 | Unknown | 1934-12-01 | -30.5 |  | 780
6821 | Unknown | 1937-04-27 | -14.63 |  | 780
6821 | Unknown | 1972-03-24 | -6.1 |  | 780
6821 | Unknown | 1972-03-24 |  | -6.1 | 780
7321 | Wallumbilla Formation | 1938-12-10 | -0.9 |  | 780
7661 | Unknown | 1939-09-21 | -67.1 |  | 780
7777 | Ronlow Beds | 1935-01-01 | -76.2 |  | 780
7782 | Unknown | 1934-01-01 | -121.9 |  | 780
7782 | Unknown | 1934-01-01 |  | -121.92 | 780
7902 | Unknown | 1904-01-01 | -6.1 |  | 780
7902 | Unknown | 2004-09-14 | -10.2 |  | 780
7903 | Unknown | 1939-10-17 | -4.5 |  | 780
7903 | Unknown | 31/12/1899 |  | 2 | 780
7904 | Unknown | 1939-10-17 | -9.1 |  | 780
9004 | Ronlow Beds | 1941-01-01 | -10.6 |  | 780
9911 | Hutton Sandstone | 1940-01-01 | -20.4 |  | 780
10263 | Unknown | 1902-01-01 |  | 5 | 780
10878 | Injune Creek Group | 1947-01-01 | -6.1 |  | 780
10878 | Unknown | 1973-03-05 |  | -4.62 | 780
11195 | Injune Creek Group | 1948-04-19 | -57 |  | 780
11462 | Unknown | 1949-10-15 | -86.9 |  | 780
11462 | Unknown | 1973-03-08 |  | -9.14 | 780
11538 | Ronlow Beds | 1949-01-01 | -8.5 |  | 780
11538 | Unknown | 1973-03-05 |  | -10.67 | 780
11557 | Ronlow Beds | 1950-03-03 | -15.2 |  | 780
11902 | Wallumbilla Formation | 1952-01-19 | -5.79 |  | 780
12471 | Wallumbilla Formation | 1954-05-15 | -4.2 |  | 780
13267 | Injune Creek Group | 1956-04-25 | -10.36 |  | 780
13415 | Unknown | 1957-01-01 | -16.76 |  | 780
13560 | Unknown | 1958-02-11 | -17.98 |  | 780
13560 | Unknown | 1972-04-17 |  | -26.91 | 780
13573 | Unknown | 1958-03-22 | -49.4 |  | 780
13573 | Unknown | 1972-04-17 |  | -26.46 | 780
13889 | Tertiary | 1959-04-17 | -27.43 |  | 780
13973 | Ronlow Beds | 1959-08-04 | -7.9 |  | 780
14028 | Ronlow Beds | 1959-09-26 | -10.7 |  | 780
14908 | Unknown | 1972-03-23 |  | 8.8 | 780
14908 | Unknown | 1988-11-16 |  | 8.79 | 780
14908 | Unknown | 1990-11-22 |  | 8.58 | 780
14908 | Unknown | 1996-04-16 |  | 7.55 | 780
14908 | Unknown | 2000-03-14 |  | 8.68 | 780
14908 | Unknown | 2003-06-22 |  | 8.4 | 780
14908 | Unknown | 2006-06-16 |  | 8.72 | 780
14908 | Unknown | 2009-10-21 |  | 8.8 | 780
14908 | Unknown | 2010-11-09 |  | 9.21 | 780
15172 | Injune Creek Group | 1973-03-09 | -8.3 |  | 780
15172 | Unknown | 1973-03-09 |  | -8.32 | 780
15173 | Injune Creek Group | 1973-03-08 | -11.7 |  | 780
15173 | Unknown | 1973-03-08 |  | -11.7 | 780
15562 | Doncaster Member | 1963-06-11 | -15.2 |  | 780
16772 | Unknown | 1966-06-01 | -9.1 |  | 780
16773 | Unknown | 1966-06-01 | -9.14 |  | 780
16774 | Unknown | 1966-06-01 | -9.14 |  | 780
17020 | Tertiary | 1966-11-29 | -40.5 |  | 780
17066 | Ronlow Beds | 1966-11-03 | -18.9 |  | 780
17299 | Tertiary | 1969-03-04 | -39.6 |  | 780
17299 | Unknown | 1969-03-04 |  | -39.6 | 780
17641 | Wallumbilla Formation | 1966-11-09 | -21.34 |  | 780
51109 | Alluvium | 1976-06-20 | -1 |  | 780
51594 | Tertiary | 1980-01-29 | -35.82 |  | 780
51594 | Unknown | 1980-01-29 |  | -35.8 | 780
51988 | Unknown | 1985-06-29 | -13.59 |  | 780
69146 | Unknown | 1985-06-12 | -10.6 |  | 780
69147 | Unknown | 1985-06-13 | -12.49 |  | 780
69149 | Unknown | 1985-06-14 | -20.72 |  | 780
69150 | Unknown | 1985-06-15 | -10.66 |  | 780
69151 | Unknown | 1985-06-17 | -18.89 |  | 780
69152 | Unknown | 1985-06-19 | -31.08 |  | 780
69153 | Unknown | 1985-06-30 | -12.64 |  | 780
69154 | Unknown | 1985-06-22 | -18.89 |  | 780
69155 | Unknown | 1985-06-26 | -14.02 |  | 780
69156 | Unknown | 1985-06-24 | -18.89 |  | 780
69157 | Unknown | 1985-07-25 | -11.43 |  | 780
69158 | Unknown | 1985-06-27 | -27.43 |  | 780
69159 | Unknown | 1985-06-28 | -24.38 |  | 780
69160 | Unknown | 1985-06-29 | -12.49 |  | 780
69164 | Unknown | 1985-07-03 | -13.71 |  | 780
69165 | Unknown | 1985-08-01 | -24.99 |  | 780
69176 | Unknown | 1985-08-06 | -10.06 |  | 780
69218 | Unknown | 1985-07-26 | -8.84 |  | 780
69235 | Clematis Sandstone | 1985-05-16 | -36.5 |  | 780
69267 | Mackunda Formation | 1985-09-12 | -32 |  | 780
69268 | Unknown | 1986-06-14 | -54.86 |  | 780
69531 | Moolayember Formation | 1988-09-07 | -18 |  | 780
69531 | Moolayember Formation | 1995-03-31 | -18 |  | 780
69703 | Ronlow Beds | 1991-12-17 | -13.7 |  | 780
69754 | Ronlow Beds | 1992-03-11 | -15.24 |  | 780
69757 | Ronlow Beds | 1992-01-11 | -5.5 |  | 780
69758 | Ronlow Beds | 1992-01-13 | -4 |  | 780
69759 | Unknown | 1992-01-12 | -24 |  | 780
69872 | Unknown | 2000-03-14 |  | 5.82 | 780
69936 | Wallumbilla Formation | 1993-09-15 | -1 |  | 780
69936 | Unknown | 1993-09-15 |  | -1 | 780
69936 | Unknown | 1993-09-15 |  | -1 | 780
89303 | Tertiary | 1991-12-28 | -41.15 |  | 780
89412 | Unknown | 1992-12-07 | -122 |  | 780
90207 | Tertiary | 1992-12-25 | -73.15 |  | 780
90216 | Tertiary | 1994-04-09 | -38.1 |  | 780
90234 | Clematis Sandstone | 1995-03-30 | -36.5 |  | 780
90443 | Tertiary | 1995-07-24 | -19.8 |  | 780
93696 | Unknown | 2000-05-30 |  | 13.69 | 780
93696 | Unknown | 2003-02-27 |  | 13.69 | 780
93726 | Unknown | 1996-12-13 | -6.67 |  | 780
93727 | Unknown | 1996-12-13 | -21.3 |  | 780
93728 | Unknown | 1996-12-13 | -6.71 |  | 780
103015 | Hutton Sandstone | 1998-12-18 | -16.76 |  | 780
103171 | Tertiary | 1999-12-01 | -30.48 |  | 780
103175 | Clematis Sandstone | 2001-10-22 | -77.72 |  | 780
103202 | Unknown | 2000-05-04 |  | -37.38 | 780
103202 | Unknown | 2000-05-05 |  | -37.38 | 780
103216 | Tertiary | 2000-02-09 | -36.35 |  | 780
103216 | Tertiary | 2000-02-09 | -35.7 |  | 780
103216 | Tertiary | 2000-03-08 | -35.7 |  | 780
103216 | Tertiary | 2000-03-08 | -36.5 |  | 780
103216 | Tertiary | 2000-03-22 | -35.75 |  | 780
103216 | Tertiary | 2000-03-22 | -36.5 |  | 780
103216 | Tertiary | 2000-03-29 | -36 |  | 780
103216 | Tertiary | 2000-03-29 | -35.75 |  | 780
103216 | Tertiary | 2000-04-07 | -36.25 |  | 780
103216 | Tertiary | 2000-04-07 | -35.75 |  | 780
103216 | Tertiary | 2000-11-17 | -35.7 |  | 780
103216 | Tertiary | 2000-11-17 | -35.75 |  | 780
103216 | Tertiary | 2001-01-18 | -35.6 |  | 780
103216 | Tertiary | 2001-01-18 | -35.8 |  | 780
103216 | Tertiary | 2001-02-22 | -35.5 |  | 780
103216 | Tertiary | 2001-02-22 | -35.9 |  | 780
103216 | Tertiary | 2002-02-28 | -35.53 |  | 780
103216 | Tertiary | 2002-02-28 | -35.97 |  | 780
103217 | Tertiary | 2000-02-09 | -36.7 |  | 780
103217 | Tertiary | 2000-02-09 | -37 |  | 780
103217 | Tertiary | 2000-02-09 | -36.35 |  | 780
103217 | Tertiary | 2000-03-08 | -36.4 |  | 780
103217 | Tertiary | 2000-03-08 | -36.7 |  | 780
103217 | Tertiary | 2000-03-22 | -36.8 |  | 780
103217 | Tertiary | 2000-03-22 | -37.5 |  | 780
103217 | Tertiary | 2000-03-29 | -36.95 |  | 780
103217 | Tertiary | 2000-03-29 | -37.15 |  | 780
103217 | Tertiary | 2000-04-07 | -37.7 |  | 780
103217 | Tertiary | 2000-04-07 | -36.8 |  | 780
103217 | Tertiary | 2001-01-18 | -37.4 |  | 780
103217 | Tertiary | 2001-01-18 | -37.8 |  | 780
103217 | Tertiary | 2001-02-22 | -37.8 |  | 780
103217 | Tertiary | 2001-02-22 | -37.3 |  | 780
103217 | Tertiary | 2002-02-28 | -37.27 |  | 780
103217 | Tertiary | 2002-02-28 | -40.04 |  | 780
103271 | Moolayember Formation | 1998-07-30 | -9.29 |  | 780
103271 | Moolayember Formation | 1999-10-20 | -9.12 |  | 780
103271 | Moolayember Formation | 2000-02-10 | -9.22 |  | 780
103271 | Moolayember Formation | 2000-03-28 | -9.2 |  | 780
103271 | Moolayember Formation | 2000-08-01 | -9.17 |  | 780
103271 | Moolayember Formation | 2000-10-25 | -9.23 |  | 780
103271 | Moolayember Formation | 2000-12-20 | -9.22 |  | 780
103271 | Moolayember Formation | 2001-03-09 | -9.19 |  | 780
103271 | Moolayember Formation | 2001-08-15 | -9.13 |  | 780
103327 | Tertiary | 1999-12-01 | -30.4 |  | 780
103441 | Clematis Sandstone | 2001-09-22 | -97.54 |  | 780
103502 | Tertiary | 1999-04-01 | -30.48 |  | 780
103518 | Tertiary | 2002-08-03 | -12 |  | 780
103873 | Unknown | 2005-01-29 | -109 |  | 780
118232 | Unknown | 2003-02-23 |  | -34 | 780
118406 | Unknown | 2003-11-28 |  | 0.72 | 780
118406 | Unknown | 2003-12-10 |  | 1.94 | 780
118441 | Unknown | 2007-04-18 |  | -15 | 780
118442 | Unknown | 2003-12-01 |  | -18.29 | 780
118556 | Unknown | 2004-10-06 |  | -81 | 780
118623 | Unknown | 2004-11-17 |  | -115 | 780
118813 | Unknown | 2006-11-22 |  | -13 | 780
146119 | Unknown | 2008-12-13 |  | -6 | 780
146294 | Unknown | 2010-09-18 |  | 0.51 | 780
100330014 | Unknown | 1999-08-10 | -87.26 |  | 780
100330014 | Unknown | 1999-08-11 | -87.2 |  | 780
100330014 | Unknown | 1999-08-12 | -87.2 |  | 780
100330014 | Unknown | 1999-08-13 | -87.19 |  | 780
100330014 | Unknown | 1999-08-14 | -87.2 |  | 780
100330014 | Unknown | 1999-08-15 | -87.25 |  | 780
100330014 | Unknown | 1999-08-16 | -87.23 |  | 780
100330014 | Unknown | 1999-08-17 | -87.25 |  | 780
100330014 | Unknown | 1999-08-18 | -87.23 |  | 780
100330014 | Unknown | 1999-08-19 | -87.2 |  | 780
100330014 | Unknown | 1999-08-20 | -87.18 |  | 780
100330014 | Unknown | 1999-08-21 | -87.19 |  | 780
100330014 | Unknown | 1999-08-22 | -87.21 |  | 780
100330014 | Unknown | 1999-08-23 | -87.26 |  | 780
100330014 | Unknown | 1999-08-24 | -87.2 |  | 780
100330014 | Unknown | 1999-08-25 | -87.18 |  | 780
100330014 | Unknown | 1999-08-26 | -87.19 |  | 780
100330014 | Unknown | 1999-08-27 | -87.22 |  | 780
100330014 | Unknown | 1999-08-28 | -87.25 |  | 780
100330014 | Unknown | 1999-08-29 | -87.22 |  | 780
100330014 | Unknown | 1999-08-30 | -87.2 |  | 780
100330014 | Unknown | 1999-08-31 | -87.26 |  | 780
100330014 | Unknown | 1999-09-01 | -87.23 |  | 780
100330014 | Unknown | 1999-09-02 | -87.21 |  | 780
100330014 | Unknown | 1999-09-03 | -87.18 |  | 780
100330014 | Unknown | 1999-09-04 | -87.21 |  | 780
100330014 | Unknown | 1999-09-05 | -87.18 |  | 780
100330014 | Unknown | 1999-09-06 | -87.24 |  | 780
100330014 | Unknown | 1999-09-07 | -87.22 |  | 780
100330014 | Unknown | 1999-09-08 | -87.24 |  | 780
100330014 | Unknown | 1999-09-09 | -87.24 |  | 780
100330014 | Unknown | 1999-09-10 | -87.21 |  | 780
100330014 | Unknown | 1999-09-11 | -87.23 |  | 780
100330014 | Unknown | 1999-09-12 | -87.21 |  | 780
100330014 | Unknown | 1999-09-13 | -87.21 |  | 780
100330014 | Unknown | 1999-09-14 | -87.19 |  | 780
100330014 | Unknown | 1999-09-15 | -87.23 |  | 780
100330014 | Unknown | 1999-09-16 | -87.18 |  | 780
100330014 | Unknown | 1999-09-17 | -87.25 |  | 780
100330014 | Unknown | 1999-09-18 | -87.25 |  | 780
100330014 | Unknown | 1999-09-19 | -87.24 |  | 780
100330014 | Unknown | 1999-09-20 | -87.28 |  | 780
100330014 | Unknown | 1999-09-21 | -87.24 |  | 780
100330014 | Unknown | 1999-09-22 | -87.21 |  | 780
100330014 | Unknown | 1999-09-23 | -87.26 |  | 780
100330014 | Unknown | 1999-09-24 | -87.24 |  | 780
100330014 | Unknown | 1999-09-25 | -87.19 |  | 780
100330014 | Unknown | 1999-09-26 | -87.19 |  | 780
100330014 | Unknown | 1999-09-27 | -87.21 |  | 780
100330014 | Unknown | 1999-09-28 | -87.22 |  | 780
100330014 | Unknown | 1999-09-29 | -87.19 |  | 780
100330014 | Unknown | 1999-09-30 | -87.25 |  | 780
100330014 | Unknown | 1999-10-01 | -87.22 |  | 780
100330014 | Unknown | 1999-10-02 | -87.17 |  | 780
100330014 | Unknown | 1999-10-03 | -87.22 |  | 780
100330014 | Unknown | 1999-10-04 | -87.19 |  | 780
100330014 | Unknown | 1999-10-05 | -87.25 |  | 780
100330014 | Unknown | 1999-10-06 | -87.26 |  | 780
100330014 | Unknown | 1999-10-07 | -87.26 |  | 780
100330014 | Unknown | 1999-10-08 | -87.26 |  | 780
100330014 | Unknown | 1999-10-09 | -87.2 |  | 780
100330014 | Unknown | 1999-10-10 | -87.24 |  | 780
100330014 | Unknown | 1999-10-11 | -87.22 |  | 780
100330014 | Unknown | 1999-10-12 | -87.24 |  | 780
100330014 | Unknown | 1999-10-13 | -87.25 |  | 780
100330014 | Unknown | 1999-10-14 | -87.18 |  | 780
100330014 | Unknown | 1999-10-15 | -87.19 |  | 780
100330014 | Unknown | 1999-10-16 | -87.26 |  | 780
100330014 | Unknown | 1999-10-17 | -87.28 |  | 780
100330014 | Unknown | 1999-10-18 | -87.24 |  | 780
100330014 | Unknown | 1999-10-19 | -87.23 |  | 780
100330014 | Unknown | 1999-10-20 | -93.13 |  | 780
100330014 | Unknown | 1999-10-21 | -87.24 |  | 780
100330014 | Unknown | 1999-10-22 | -87.24 |  | 780
100330014 | Unknown | 1999-10-23 | -87.23 |  | 780
100330014 | Unknown | 1999-10-24 | -87.23 |  | 780
100330014 | Unknown | 1999-10-25 | -87.2 |  | 780
100330014 | Unknown | 1999-10-26 | -87.22 |  | 780
100330014 | Unknown | 1999-10-27 | -87.19 |  | 780
100330014 | Unknown | 1999-10-28 | -87.23 |  | 780
100330014 | Unknown | 1999-10-29 | -87.27 |  | 780
100330014 | Unknown | 1999-10-30 | -87.21 |  | 780
100330014 | Unknown | 1999-10-31 | -87.26 |  | 780
100330014 | Unknown | 1999-11-01 | -87.25 |  | 780
100330014 | Unknown | 1999-11-02 | -87.24 |  | 780
100330014 | Unknown | 1999-11-03 | -87.28 |  | 780
100330014 | Unknown | 1999-11-04 | -87.25 |  | 780
100330014 | Unknown | 1999-11-05 | -87.24 |  | 780
100330014 | Unknown | 1999-11-06 | -87.24 |  | 780
100330014 | Unknown | 1999-11-07 | -87.23 |  | 780
100330014 | Unknown | 1999-11-08 | -87.25 |  | 780
100330014 | Unknown | 1999-11-09 | -87.27 |  | 780
100330014 | Unknown | 1999-11-10 | -87.31 |  | 780
100330014 | Unknown | 1999-11-11 | -87.28 |  | 780
100330014 | Unknown | 1999-11-12 | -87.26 |  | 780
100330014 | Unknown | 1999-11-13 | -87.29 |  | 780
100330014 | Unknown | 1999-11-14 | -87.28 |  | 780
100330014 | Unknown | 1999-11-15 | -87.24 |  | 780
100330014 | Unknown | 1999-11-16 | -87.25 |  | 780
100330014 | Unknown | 1999-11-18 | -87.25 |  | 780
100330014 | Unknown | 1999-11-19 | -87.29 |  | 780
100330014 | Unknown | 1999-11-20 | -87.3 |  | 780
100330014 | Unknown | 1999-11-21 | -87.25 |  | 780
100330014 | Unknown | 1999-11-22 | -87.29 |  | 780
100330014 | Unknown | 1999-11-23 | -87.26 |  | 780
100330014 | Unknown | 1999-11-24 | -87.26 |  | 780
100330014 | Unknown | 1999-11-25 | -87.29 |  | 780
100330014 | Unknown | 1999-11-26 | -87.26 |  | 780
100330014 | Unknown | 1999-11-27 | -87.25 |  | 780
100330014 | Unknown | 1999-11-28 | -87.24 |  | 780
100330014 | Unknown | 1999-11-29 | -87.27 |  | 780
100330014 | Unknown | 1999-11-30 | -87.28 |  | 780
100330014 | Unknown | 1999-12-01 | -87.29 |  | 780
100330014 | Unknown | 1999-12-02 | -87.29 |  | 780
100330014 | Unknown | 1999-12-03 | -87.28 |  | 780
100330014 | Unknown | 1999-12-04 | -87.28 |  | 780
100330014 | Unknown | 1999-12-05 | -87.27 |  | 780
100330014 | Unknown | 1999-12-06 | -87.28 |  | 780
100330014 | Unknown | 1999-12-07 | -87.28 |  | 780
100330014 | Unknown | 1999-12-08 | -87.26 |  | 780
100330014 | Unknown | 1999-12-09 | -87.22 |  | 780
100330014 | Unknown | 1999-12-10 | -87.25 |  | 780
100330014 | Unknown | 1999-12-11 | -87.25 |  | 780
100330014 | Unknown | 1999-12-13 | -87.27 |  | 780
100330014 | Unknown | 1999-12-14 | -87.29 |  | 780
100330014 | Unknown | 1999-12-15 | -87.29 |  | 780
100330014 | Unknown | 1999-12-16 | -87.25 |  | 780
100330014 | Unknown | 1999-12-17 | -87.22 |  | 780
100330014 | Unknown | 1999-12-18 | -87.21 |  | 780
100330014 | Unknown | 1999-12-19 | -87.27 |  | 780
100330014 | Unknown | 1999-12-20 | -87.29 |  | 780
100330014 | Unknown | 1999-12-21 | -87.3 |  | 780
100330014 | Unknown | 1999-12-22 | -87.27 |  | 780
100330014 | Unknown | 1999-12-24 | -87.28 |  | 780
100330014 | Unknown | 1999-12-25 | -87.25 |  | 780
100330014 | Unknown | 1999-12-26 | -87.25 |  | 780
100330014 | Unknown | 1999-12-27 | -87.21 |  | 780
100330014 | Unknown | 1999-12-28 | -87.23 |  | 780
100330014 | Unknown | 1999-12-29 | -87.24 |  | 780
100330014 | Unknown | 1999-12-31 | -87.28 |  | 780
100330014 | Unknown | 2000-01-01 | -87.25 |  | 780
100330014 | Unknown | 2000-01-02 | -87.25 |  | 780
100330014 | Unknown | 2000-01-03 | -87.3 |  | 780
100330014 | Unknown | 2000-01-04 | -87.25 |  | 780
100330014 | Unknown | 2000-01-05 | -87.27 |  | 780
100330014 | Unknown | 2000-01-06 | -87.25 |  | 780
100330014 | Unknown | 2000-01-07 | -87.25 |  | 780
100330014 | Unknown | 2000-01-08 | -87.26 |  | 780
100330014 | Unknown | 2000-01-09 | -87.26 |  | 780
100330014 | Unknown | 2000-01-10 | -87.28 |  | 780
100330014 | Unknown | 2000-01-11 | -87.29 |  | 780
100330014 | Unknown | 2000-01-12 | -87.26 |  | 780
100330014 | Unknown | 2000-01-13 | -87.3 |  | 780
100330014 | Unknown | 2000-01-14 | -87.25 |  | 780
100330014 | Unknown | 2000-01-15 | -87.3 |  | 780
100330014 | Unknown | 2000-01-16 | -87.3 |  | 780
100330014 | Unknown | 2000-01-17 | -87.3 |  | 780
100330014 | Unknown | 2000-01-18 | -87.27 |  | 780
100330014 | Unknown | 2000-01-19 | -87.27 |  | 780
100330014 | Unknown | 2000-01-20 | -87.22 |  | 780
100330014 | Unknown | 2000-01-21 | -87.23 |  | 780
100330014 | Unknown | 2000-01-22 | -87.23 |  | 780
100330014 | Unknown | 2000-01-23 | -87.23 |  | 780
100330014 | Unknown | 2000-01-24 | -87.24 |  | 780
100330014 | Unknown | 2000-01-25 | -87.3 |  | 780
100330014 | Unknown | 2000-01-26 | -87.24 |  | 780
100330014 | Unknown | 2000-01-27 | -87.25 |  | 780
100330014 | Unknown | 2000-01-28 | -87.25 |  | 780
100330014 | Unknown | 2000-01-29 | -87.27 |  | 780
100330014 | Unknown | 2000-01-30 | -87.27 |  | 780
100330014 | Unknown | 2000-01-31 | -87.31 |  | 780
100330014 | Unknown | 2000-02-01 | -87.31 |  | 780
100330014 | Unknown | 2000-02-02 | -87.32 |  | 780
100330014 | Unknown | 2000-02-03 | -87.29 |  | 780
100330014 | Unknown | 2000-02-04 | -87.27 |  | 780
100330014 | Unknown | 2000-02-05 | -87.25 |  | 780
100330014 | Unknown | 2000-02-06 | -87.3 |  | 780
100330014 | Unknown | 2000-02-07 | -87.28 |  | 780
100330014 | Unknown | 2000-02-08 | -87.28 |  | 780
100330014 | Unknown | 2000-02-09 | -87.27 |  | 780
100330014 | Unknown | 2000-02-10 | -87.25 |  | 780
100330014 | Unknown | 2000-02-11 | -87.28 |  | 780
100330014 | Unknown | 2000-02-12 | -87.09 |  | 780
100330019 | Hooray Sandstone | 2000-08-24 | -14.4 |  | 780
100330020 | Ronlow Beds | 2000-08-27 | -13.5 |  | 780
12875 | Winton Formation | 1955-02-12 | -18.29 |  | 794
1853 | Unknown | 1921-01-01 | -3.9 |  | 799
2260 | Unknown | 1995-10-30 |  | 5.41 | 799
2260 | Unknown | 2000-09-06 |  | 5.92 | 799
2261 | Unknown | 1914-09-01 |  | 8.53 | 799
2262 | Unknown | 1906-01-01 |  | -1.83 | 799
2262 | Unknown | 1914-02-10 |  | -7.32 | 799
2262 | Unknown | 1938-01-15 |  | -15.24 | 799
2262 | Unknown | 1948-04-26 |  | -14.02 | 799
2262 | Unknown | 1984-05-03 | -18.3 |  | 799
2262 | Unknown | 1984-05-03 |  | -18.3 | 799
2263 | Unknown | 1923-11-18 |  | 4.88 | 799
2263 | Unknown | 1965-09-17 |  | -1.83 | 799
2263 | Unknown | 1989-09-19 |  | -1 | 799
2264 | Unknown | 1989-09-13 |  | 7.2 | 799
2944 | Unknown | 1909-01-01 | -24.38 |  | 799
4241 | Unknown | 1937-01-01 |  | -7.6 | 799
4241 | Unknown | 1949-11-23 |  | -6.1 | 799
4243 | Unknown | 1914-02-09 |  | -2.44 | 799
4243 | Unknown | 1914-10-09 | -2.4 |  | 799
4243 | Unknown | 1947-09-21 | -15.2 |  | 799
4243 | Unknown | 1947-09-21 |  | -15.24 | 799
4243 | Unknown | 1948-04-26 |  | -17.07 | 799
4243 | Unknown | 1948-09-21 | -17.1 |  | 799
4244 | Unknown | 1914-02-01 |  | 13.7 | 799
4628 | Unknown | 1953-03-27 |  | -5.79 | 799
7249 | Unknown | 1913-01-01 | -18.59 |  | 799
11357 | Unknown | 1949-09-01 |  | 5.63 | 799
11357 | Unknown | 1950-05-06 |  | 4.86 | 799
11854 | Unknown | 1952-05-09 | -18.3 |  | 799
11854 | Unknown | 1958-06-26 | -17.7 |  | 799
11854 | Unknown | 1958-06-26 |  | -17.7 | 799
16176 | Unknown | 1987-05-17 |  | -2 | 799
16176 | Unknown | 2003-12-09 |  | -0.3 | 799
51353 | Hutton Sandstone | 1980-08-09 | 20.4 |  | 799
51353 | Unknown | 1980-10-17 |  | 20.92 | 799
51353 | Unknown | 1989-09-08 |  | 20.43 | 799
51353 | Unknown | 1993-09-22 |  | 19.92 | 799
51353 | Unknown | 2000-09-05 |  | 21.15 | 799
51353 | Unknown | 2003-12-04 |  | 20.81 | 799
51353 | Unknown | 2006-07-22 |  | 21.61 | 799
69046 | Unknown | 1985-09-29 | -18.29 |  | 799
69046 | Unknown | 1985-09-29 |  | -18.2 | 799
69046 | Unknown | 1985-09-29 |  | -18.2 | 799
69476 | Unknown | 1988-07-20 |  | 1.77 | 799
69476 | Unknown | 2001-09-06 |  | 2.35 | 799
93640 | Unknown | 1999-10-29 |  | 12.57 | 799
93640 | Unknown | 2009-11-06 |  | 13.6 | 799
93640 | Unknown | 2010-10-19 |  | 14.46 | 799
118547 | Unknown | 2004-08-26 |  | -1.6 | 799
146012 | Unknown | 2008-06-19 |  | 2.1 | 799
146013 | Unknown | 2008-06-18 |  | 6.89 | 799
146098 | Unknown | 2008-11-01 |  | 3.58 | 799
146098 | Unknown | 2009-04-01 |  | 3.98 | 799
146098 | Unknown | 2009-11-18 |  | 4.34 | 799
146098 | Unknown | 2010-10-19 |  | 5.09 | 799
128 | Unknown | 1913-08-26 |  | 5.48 | 813
128 | Unknown | 1967-05-05 |  | 5.28 | 813
128 | Unknown | 1979-01-12 |  | 5.88 | 813
128 | Unknown | 1979-01-12 |  | 5.54 | 813
310 | Unknown | 1913-01-01 | -59.7 |  | 813
1034 | Unknown | 1911-01-01 | -23.7 |  | 813
1034 | Unknown | 1937-12-01 | -23.77 |  | 813
1035 | Unknown | 1920-07-03 |  | -0.61 | 813
1035 | Unknown | 1937-03-10 |  | -1.83 | 813
1036 | Unknown | 1937-03-10 |  | -4.57 | 813
1037 | Wallumbilla Formation | 1914-01-01 | -18.3 |  | 813
1038 | Unknown | 1899-12-31 | -0.9 |  | 813
1202 | Unknown | 1912-10-16 |  | 4.88 | 813
1206 | Unknown | 1961-08-01 |  | 5.63 | 813
1209 | Unknown | 1997-07-27 |  | 13 | 813
1209 | Unknown | 1/01/1893 | -14.6 |  | 813
1210 | Unknown | 1911-01-01 | -22.25 |  | 813
1212 | Unknown | 1/01/1893 | -18.3 |  | 813
1213 | Unknown | 1912-10-01 |  | 1.83 | 813
1213 | Unknown | 1939-11-09 |  | -0.91 | 813
1215 | Wallumbilla Formation | 1911-01-01 | -0.9 |  | 813
1216 | Unknown | 1912-10-01 |  | 0.85 | 813
1217 | Unknown | 1937-03-18 |  | -3.05 | 813
1217 | Unknown | 1948-06-21 |  | -1.83 | 813
1217 | Unknown | 1957-02-28 |  | -3.05 | 813
1217 | Unknown | 1972-03-21 |  | -3.05 | 813
1220 | Unknown | 1953-01-15 |  | -0.91 | 813
1221 | Unknown | 1912-11-08 |  | 1.22 | 813
1221 | Unknown | 1937-09-02 |  | -0.61 | 813
1221 | Unknown | 2004-04-22 |  | -2.31 | 813
1227 | Ronlow Beds | 1916-01-01 | -0.7 |  | 813
1230 | Unknown | 2004-04-15 |  | 0 | 813
1232 | Unknown | 1948-02-20 |  | -0.23 | 813
1241 | Unknown | 1922-06-30 | 0 |  | 813
1241 | Unknown | 1947-08-01 | -2.43 |  | 813
1241 | Unknown | 1952-04-07 |  | -0.23 | 813
1254 | Wallumbilla Formation | 1912-01-01 | -21.34 |  | 813
1254 | Wallumbilla Formation | 1984-09-04 | -21.34 |  | 813
1254 | Wallumbilla Formation | 1992-03-09 | -30 |  | 813
1258 | Unknown | 1937-03-22 | -5.4 |  | 813
1418 | Doncaster Member | 28/05/1898 | -28.04 |  | 813
1419 | Unknown | 1908-01-01 | -12.19 |  | 813
1420 | Unknown | 1913-07-16 | -7.62 |  | 813
1421 | Wallumbilla Formation | 1909-01-01 | -20.4 |  | 813
1423 | Unknown | 1913-07-17 | -7.62 |  | 813
1424 | Wallumbilla Formation | 1913-07-18 | -6.1 |  | 813
1424 | Wallumbilla Formation | 1971-01-13 | -24.38 |  | 813
1424 | Wallumbilla Formation | 1983-03-18 | -10 |  | 813
1425 | Wallumbilla Formation | 1917-01-01 | -42 |  | 813
1426 | Unknown | 1912-01-01 | -47.5 |  | 813
1428 | Unknown | 1937-03-22 | -42.7 |  | 813
1429 | Unknown | 1937-03-22 | -6.1 |  | 813
1430 | Unknown | 1937-03-22 | -6.7 |  | 813
1431 | Unknown | 1916-01-01 | -51.82 |  | 813
1637 | Unknown | 1913-07-19 | -13.7 |  | 813
1641 | Unknown | 1945-01-01 |  | -5.49 | 813
1644 | Ronlow Beds | 1910-01-01 | -1.5 |  | 813
2213 | Unknown | 1919-01-01 | -61 |  | 813
3277 | Unknown | 27/03/1837 | -58.5 |  | 813
4304 | Hooray Sandstone | 1909-01-01 | 15.8 |  | 813
5564 | Unknown | 1925-01-01 | -36.58 |  | 813
5564 | Unknown | 1971-01-13 | -6.1 |  | 813
5909 | Unknown | 1937-03-14 | -24.4 |  | 813
5910 | Unknown | 1935-01-01 | -15.2 |  | 813
6153 | Unknown | 1933-01-01 | -67.1 |  | 813
6306 | Unknown | 1934-01-01 | -0.65 |  | 813
6406 | Unknown | 1970-04-23 | -7.6 |  | 813
6406 | Unknown | 1970-04-24 |  | -7.68 | 813
6407 | Unknown | 1970-04-24 | -94.5 |  | 813
6407 | Unknown | 1970-04-24 |  | -94.49 | 813
6419 | Unknown | 1937-03-22 | -7.32 |  | 813
6766 | Ronlow Beds | 1938-05-06 | -84.7 |  | 813
7193 | Unknown | 1926-01-01 | -39.62 |  | 813
7194 | Unknown | 1937-06-03 | -30.48 |  | 813
7195 | Unknown | 1937-01-01 | -40.23 |  | 813
7196 | Unknown | 1937-01-01 | -37.8 |  | 813
7259 | Unknown | 31/12/1899 |  | 14 | 813
7357 | Ronlow Beds | 1939-01-28 | -40.23 |  | 813
7362 | Unknown | 1928-01-01 | -60.96 |  | 813
7378 | Ronlow Beds | 1939-01-01 | -21.3 |  | 813
7880 | Ronlow Beds | 1939-08-31 | 1.6 |  | 813
7881 | Ronlow Beds | 1939-11-17 | -7.6 |  | 813
7923 | Wallumbilla Formation | 1940-01-20 | -4.8 |  | 813
8087 | Unknown | 2010-08-18 |  | 2.02 | 813
9044 | Wallumbilla Formation | 1941-01-01 | -51.5 |  | 813
9045 | Unknown | 2004-04-22 |  | 0 | 813
10530 | Unknown | 1945-01-01 | -71.9 |  | 813
10576 | Ronlow Beds | 1945-12-22 | -63.1 |  | 813
10634 | Wallumbilla Formation | 1946-02-09 | -22.8 |  | 813
10635 | Wallumbilla Formation | 1946-02-27 | -4.8 |  | 813
10681 | Ronlow Beds | 1946-01-01 | -32.9 |  | 813
10922 | Wallumbilla Formation | 1905-10-01 | -30.8 |  | 813
11960 | Unknown | 1965-02-18 |  | 3.52 | 813
11960 | Unknown | 1987-05-21 |  | 4.09 | 813
11960 | Unknown | 1998-06-23 |  | 2.96 | 813
12516 | Unknown | 1953-08-03 | 0 |  | 813
12516 | Unknown | 1966-01-06 |  | -3.05 | 813
12516 | Unknown | 1983-04-18 | -0.91 |  | 813
12535 | Unknown | 1972-11-07 |  | 2.82 | 813
12535 | Unknown | 1989-09-16 |  | 2.18 | 813
12541 | Unknown | 1989-09-14 |  | 2.99 | 813
12541 | Unknown | 2009-10-05 |  | 5.56 | 813
12658 | Unknown | 1954-04-12 | -12.2 |  | 813
12934 | Ronlow Beds | 1955-08-29 | -59.7 |  | 813
13043 | Ronlow Beds | 1955-11-16 | -29.2 |  | 813
13516 | Ronlow Beds | 1957-12-05 | -37.5 |  | 813
14103 | Rewan Formation | 1960-03-08 | -40.8 |  | 813
14265 | Rewan Formation | 1960-08-19 | -46.6 |  | 813
14867 | Ronlow Beds | 1961-10-29 | -115.82 |  | 813
14939 | Unknown | 1961-11-19 | -9.75 |  | 813
14951 | Unknown | 1961-11-23 | -8.5 |  | 813
14951 | Unknown | 1983-04-18 | -9.14 |  | 813
14958 | Wallumbilla Formation | 1961-12-09 | -22.2 |  | 813
16504 | Unknown | 1970-04-24 | -9.1 |  | 813
16504 | Unknown | 1970-04-24 |  | -9.1 | 813
18220 | Ronlow Beds | 1969-09-03 | -42.7 |  | 813
26140 | Wallumbilla Formation | 1951-12-14 | -13.11 |  | 813
35107 | Ronlow Beds | 1970-04-26 | -90.22 |  | 813
51827 | Unknown | 1984-11-17 | -39 |  | 813
69116 | Unknown | 1986-12-15 |  | 2.74 | 813
69116 | Unknown | 2003-10-28 |  | 2.74 | 813
69626 | Unknown | 1991-10-09 | -18.3 |  | 813
69651 | Unknown | 1990-10-11 |  | 10.9 | 813
69651 | Doncaster Member | 1990-10-21 | -10.9 |  | 813
69657 | Unknown | 1990-12-04 |  | 11.65 | 813
69657 | Unknown | 1991-06-24 |  | 11.94 | 813
69657 | Unknown | 1992-03-09 |  | 12.77 | 813
69734 | Unknown | 1991-10-09 | -12.2 |  | 813
69871 | Unknown | 2000-06-20 |  | 2.04 | 813
69871 | Unknown | 2010-08-18 |  | 2.66 | 813
93592 | Unknown | 1999-06-15 |  | 3.27 | 813
93593 | Unknown | 1999-06-11 |  | 5.62 | 813
93761 | Unknown | 2001-03-29 |  | -39 | 813
93824 | Unknown | 2001-09-22 | -24 |  | 813
93957 | Unknown | 2003-07-14 | -5 |  | 813
93957 | Unknown | 2003-07-14 |  | -5 | 813
118093 | Unknown | 2003-07-14 | -10 |  | 813
118093 | Unknown | 2003-07-14 |  | -10 | 813
118100 | Unknown | 2003-03-06 |  | 3.36 | 813
118100 | Unknown | 2009-11-18 |  | 4.81 | 813
118100 | Unknown | 2010-10-13 |  | 4.85 | 813
118393 | Unknown | 2004-05-28 |  | -10 | 813
118526 | Unknown | 2004-05-21 |  | -42 | 813
118630 | Unknown | 2005-01-25 |  | -7 | 813
118701 | Unknown | 2007-03-22 |  | -4.3 | 813
118702 | Unknown | 2008-07-28 |  | 10.56 | 813
146074 | Unknown | 2008-08-03 |  | -8.5 | 813
146099 | Unknown | 2008-10-27 |  | -18 | 813
100320001 | Ronlow Beds | 1999-08-10 | -84.64 |  | 813
100320001 | Ronlow Beds | 1999-08-11 | -84.68 |  | 813
100320001 | Ronlow Beds | 1999-08-12 | -84.63 |  | 813
100320001 | Ronlow Beds | 1999-08-13 | -84.61 |  | 813
100320001 | Ronlow Beds | 1999-08-14 | -84.64 |  | 813
100320001 | Ronlow Beds | 1999-08-15 | -84.68 |  | 813
100320001 | Ronlow Beds | 1999-08-16 | -84.68 |  | 813
100320001 | Ronlow Beds | 1999-08-17 | -84.67 |  | 813
100320001 | Ronlow Beds | 1999-08-18 | -84.69 |  | 813
100320001 | Ronlow Beds | 1999-08-19 | -84.68 |  | 813
100320001 | Ronlow Beds | 1999-08-20 | -84.62 |  | 813
100320001 | Ronlow Beds | 1999-08-21 | -84.6 |  | 813
100320001 | Ronlow Beds | 1999-08-22 | -84.65 |  | 813
100320001 | Ronlow Beds | 1999-08-23 | -84.69 |  | 813
100320001 | Ronlow Beds | 1999-08-24 | -84.64 |  | 813
100320001 | Ronlow Beds | 1999-08-25 | -84.61 |  | 813
100320001 | Ronlow Beds | 1999-08-27 | -84.62 |  | 813
100320001 | Ronlow Beds | 1999-08-29 | -84.63 |  | 813
100320001 | Ronlow Beds | 1999-08-30 | -84.65 |  | 813
100320001 | Ronlow Beds | 1999-08-31 | -84.65 |  | 813
100320001 | Ronlow Beds | 1999-09-01 | -84.65 |  | 813
100320001 | Ronlow Beds | 1999-09-02 | -84.63 |  | 813
100320001 | Ronlow Beds | 1999-09-03 | -84.6 |  | 813
100320001 | Ronlow Beds | 1999-09-04 | -84.64 |  | 813
100320001 | Ronlow Beds | 1999-09-05 | -84.63 |  | 813
100320001 | Ronlow Beds | 1999-09-06 | -84.62 |  | 813
100320001 | Ronlow Beds | 1999-09-07 | -84.66 |  | 813
100320001 | Ronlow Beds | 1999-09-08 | -84.64 |  | 813
100320001 | Ronlow Beds | 1999-09-09 | -84.68 |  | 813
100320001 | Ronlow Beds | 1999-09-10 | -84.62 |  | 813
100320001 | Ronlow Beds | 1999-09-11 | -84.64 |  | 813
100320001 | Ronlow Beds | 1999-09-13 | -84.64 |  | 813
100320001 | Ronlow Beds | 1999-09-14 | -84.61 |  | 813
100320001 | Ronlow Beds | 1999-09-16 | -84.63 |  | 813
100320001 | Ronlow Beds | 1999-09-17 | -84.64 |  | 813
100320001 | Ronlow Beds | 1999-09-18 | -84.7 |  | 813
100320001 | Ronlow Beds | 1999-09-19 | -84.68 |  | 813
100320001 | Ronlow Beds | 1999-09-20 | -84.71 |  | 813
100320001 | Ronlow Beds | 1999-09-21 | -84.69 |  | 813
100320001 | Ronlow Beds | 1999-09-22 | -84.69 |  | 813
100320001 | Ronlow Beds | 1999-09-23 | -84.63 |  | 813
100320001 | Ronlow Beds | 1999-09-24 | -84.68 |  | 813
100320001 | Ronlow Beds | 1999-09-25 | -84.68 |  | 813
100320001 | Ronlow Beds | 1999-09-26 | -84.67 |  | 813
100320001 | Ronlow Beds | 1999-09-27 | -84.66 |  | 813
100320001 | Ronlow Beds | 1999-09-28 | -84.62 |  | 813
100320001 | Ronlow Beds | 1999-09-29 | -84.63 |  | 813
100320001 | Ronlow Beds | 1999-10-01 | -84.64 |  | 813
100320001 | Ronlow Beds | 1999-10-02 | -84.64 |  | 813
100320001 | Ronlow Beds | 1999-10-03 | -84.6 |  | 813
100320001 | Ronlow Beds | 1999-10-04 | -84.64 |  | 813
100320001 | Ronlow Beds | 1999-10-05 | -84.66 |  | 813
100320001 | Ronlow Beds | 1999-10-06 | -84.67 |  | 813
100320001 | Ronlow Beds | 1999-10-07 | -84.69 |  | 813
100320001 | Ronlow Beds | 1999-10-08 | -84.64 |  | 813
100320001 | Ronlow Beds | 1999-10-09 | -84.65 |  | 813
100320001 | Ronlow Beds | 1999-10-10 | -84.67 |  | 813
100320001 | Ronlow Beds | 1999-10-11 | -84.65 |  | 813
100320001 | Ronlow Beds | 1999-10-12 | -84.64 |  | 813
100320001 | Ronlow Beds | 1999-10-13 | -84.66 |  | 813
100320001 | Ronlow Beds | 1999-10-14 | -84.65 |  | 813
100320001 | Ronlow Beds | 1999-10-15 | -84.65 |  | 813
100320001 | Ronlow Beds | 1999-10-16 | -84.65 |  | 813
100320001 | Ronlow Beds | 1999-10-17 | -84.69 |  | 813
100320001 | Ronlow Beds | 1999-10-18 | -84.67 |  | 813
100320001 | Ronlow Beds | 1999-10-19 | -84.64 |  | 813
100320001 | Ronlow Beds | 1999-10-20 | -84.64 |  | 813
100320001 | Ronlow Beds | 1999-10-21 | -84.68 |  | 813
100320001 | Ronlow Beds | 1999-10-22 | -84.66 |  | 813
100320001 | Ronlow Beds | 1999-10-23 | -84.64 |  | 813
100320001 | Ronlow Beds | 1999-10-24 | -84.64 |  | 813
100320001 | Ronlow Beds | 1999-10-25 | -84.68 |  | 813
100320001 | Ronlow Beds | 1999-10-26 | -84.66 |  | 813
100320001 | Ronlow Beds | 1999-10-27 | -84.66 |  | 813
100320001 | Ronlow Beds | 1999-10-28 | -84.67 |  | 813
100320001 | Ronlow Beds | 1999-10-30 | -84.63 |  | 813
100320001 | Ronlow Beds | 1999-11-01 | -84.63 |  | 813
100320001 | Ronlow Beds | 1999-11-03 | -84.64 |  | 813
100320001 | Ronlow Beds | 1999-11-05 | -84.65 |  | 813
100320001 | Ronlow Beds | 1999-11-06 | -84.62 |  | 813
100320001 | Ronlow Beds | 1999-11-07 | -84.66 |  | 813
100320001 | Ronlow Beds | 1999-11-08 | -84.64 |  | 813
100320001 | Ronlow Beds | 1999-11-09 | -84.65 |  | 813
100320001 | Ronlow Beds | 1999-11-10 | -84.71 |  | 813
100320001 | Ronlow Beds | 1999-11-11 | -84.68 |  | 813
100320001 | Ronlow Beds | 1999-11-12 | -84.67 |  | 813
100320001 | Ronlow Beds | 1999-11-13 | -84.69 |  | 813
100320001 | Ronlow Beds | 1999-11-14 | -84.68 |  | 813
100320001 | Ronlow Beds | 1999-11-15 | -84.63 |  | 813
100320001 | Ronlow Beds | 1999-11-16 | -84.6 |  | 813
100320001 | Ronlow Beds | 1999-11-17 | -84.64 |  | 813
100320001 | Ronlow Beds | 1999-11-18 | -84.62 |  | 813
100320001 | Ronlow Beds | 1999-11-19 | -84.68 |  | 813
100320001 | Ronlow Beds | 1999-11-20 | -84.7 |  | 813
100320001 | Ronlow Beds | 1999-11-21 | -84.65 |  | 813
100320001 | Ronlow Beds | 1999-11-22 | -84.67 |  | 813
100320001 | Ronlow Beds | 1999-11-23 | -84.66 |  | 813
100320001 | Ronlow Beds | 1999-11-24 | -84.65 |  | 813
100320001 | Ronlow Beds | 1999-11-26 | -84.68 |  | 813
100320001 | Ronlow Beds | 1999-11-28 | -84.65 |  | 813
100320001 | Ronlow Beds | 1999-11-30 | -84.64 |  | 813
100320001 | Ronlow Beds | 1999-12-01 | -84.69 |  | 813
100320001 | Ronlow Beds | 1999-12-03 | -84.67 |  | 813
100320001 | Ronlow Beds | 1999-12-04 | -84.68 |  | 813
100320001 | Ronlow Beds | 1999-12-05 | -84.68 |  | 813
100320001 | Ronlow Beds | 1999-12-06 | -84.68 |  | 813
100320001 | Ronlow Beds | 1999-12-07 | -84.67 |  | 813
100320001 | Ronlow Beds | 1999-12-08 | -84.63 |  | 813
100320001 | Ronlow Beds | 1999-12-09 | -84.65 |  | 813
100320001 | Ronlow Beds | 1999-12-10 | -84.65 |  | 813
100320001 | Ronlow Beds | 1999-12-11 | -84.6 |  | 813
100320001 | Ronlow Beds | 1999-12-12 | -84.65 |  | 813
100320001 | Ronlow Beds | 1999-12-13 | -84.69 |  | 813
100320001 | Ronlow Beds | 1999-12-14 | -84.7 |  | 813
100320001 | Ronlow Beds | 1999-12-15 | -84.7 |  | 813
100320001 | Ronlow Beds | 1999-12-16 | -84.66 |  | 813
100320001 | Ronlow Beds | 1999-12-17 | -84.62 |  | 813
100320001 | Ronlow Beds | 1999-12-19 | -84.62 |  | 813
100320001 | Ronlow Beds | 1999-12-20 | -84.66 |  | 813
100320001 | Ronlow Beds | 1999-12-21 | -84.7 |  | 813
100320001 | Ronlow Beds | 1999-12-22 | -84.69 |  | 813
100320001 | Ronlow Beds | 1999-12-23 | -84.67 |  | 813
100320001 | Ronlow Beds | 1999-12-24 | -84.66 |  | 813
100320001 | Ronlow Beds | 1999-12-25 | -84.65 |  | 813
100320001 | Ronlow Beds | 1999-12-26 | -84.65 |  | 813
100320001 | Ronlow Beds | 1999-12-27 | -84.6 |  | 813
100320001 | Ronlow Beds | 1999-12-29 | -84.64 |  | 813
100320001 | Ronlow Beds | 1999-12-31 | -84.66 |  | 813
100320001 | Ronlow Beds | 2000-01-01 | -84.67 |  | 813
100320001 | Ronlow Beds | 2000-01-02 | -84.66 |  | 813
100320001 | Ronlow Beds | 2000-01-03 | -84.68 |  | 813
100320001 | Ronlow Beds | 2000-01-04 | -84.69 |  | 813
100320001 | Ronlow Beds | 2000-01-05 | -84.68 |  | 813
100320001 | Ronlow Beds | 2000-01-06 | -84.64 |  | 813
100320001 | Ronlow Beds | 2000-01-07 | -84.64 |  | 813
100320001 | Ronlow Beds | 2000-01-08 | -84.66 |  | 813
100320001 | Ronlow Beds | 2000-01-09 | -84.65 |  | 813
100320001 | Ronlow Beds | 2000-01-10 | -84.63 |  | 813
100320001 | Ronlow Beds | 2000-01-11 | -84.69 |  | 813
100320001 | Ronlow Beds | 2000-01-12 | -84.67 |  | 813
100320001 | Ronlow Beds | 2000-01-13 | -84.7 |  | 813
100320001 | Ronlow Beds | 2000-01-14 | -84.69 |  | 813
100320001 | Ronlow Beds | 2000-01-15 | -84.68 |  | 813
100320001 | Ronlow Beds | 2000-01-16 | -84.71 |  | 813
100320001 | Ronlow Beds | 2000-01-17 | -84.71 |  | 813
100320001 | Ronlow Beds | 2000-01-18 | -84.69 |  | 813
100320001 | Ronlow Beds | 2000-01-19 | -84.68 |  | 813
100320001 | Ronlow Beds | 2000-01-20 | -84.67 |  | 813
100320001 | Ronlow Beds | 2000-01-21 | -84.63 |  | 813
100320001 | Ronlow Beds | 2000-01-22 | -84.62 |  | 813
100320001 | Ronlow Beds | 2000-01-23 | -84.67 |  | 813
100320001 | Ronlow Beds | 2000-01-24 | -84.68 |  | 813
100320001 | Ronlow Beds | 2000-01-25 | -84.72 |  | 813
100320001 | Ronlow Beds | 2000-01-26 | -84.66 |  | 813
100320001 | Ronlow Beds | 2000-01-27 | -84.66 |  | 813
100320001 | Ronlow Beds | 2000-01-28 | -84.66 |  | 813
100320001 | Ronlow Beds | 2000-01-29 | -84.7 |  | 813
100320001 | Ronlow Beds | 2000-01-30 | -84.72 |  | 813
100320001 | Ronlow Beds | 2000-01-31 | -84.72 |  | 813
100320001 | Ronlow Beds | 2000-02-01 | -84.73 |  | 813
100320001 | Ronlow Beds | 2000-02-03 | -84.74 |  | 813
100320001 | Ronlow Beds | 2000-02-04 | -84.69 |  | 813
100320001 | Ronlow Beds | 2000-02-05 | -84.67 |  | 813
100320001 | Ronlow Beds | 2000-02-06 | -84.68 |  | 813
100320001 | Ronlow Beds | 2000-02-07 | -84.68 |  | 813
100320001 | Ronlow Beds | 2000-02-08 | -84.69 |  | 813
100320001 | Ronlow Beds | 2000-02-09 | -84.69 |  | 813
100320001 | Ronlow Beds | 2000-02-11 | -84.65 |  | 813
1059 | Unknown | 1976-04-01 | -38.7 |  | 862
1061 | Winton Formation | 1937-05-18 | -60.3 |  | 862
1062 | Winton Formation | 1937-05-18 | -37.5 |  | 862
1068 | Winton Formation | 1937-05-18 | -76.2 |  | 862
1076 | Winton Formation | 1915-01-01 | -73.2 |  | 862
1077 | Winton Formation | 1918-01-01 | -36.6 |  | 862
1078 | Mackunda Formation | 1972-04-18 | -2.44 |  | 862
3039 | Mackunda Formation | 1937-08-28 | -61 |  | 862
3040 | Winton Formation | 1937-08-28 | -76.2 |  | 862
3041 | Winton Formation | 1937-08-28 | -76.2 |  | 862
3051 | Winton Formation | 1918-01-01 | -45.7 |  | 862
3052 | Winton Formation | 1952-07-02 | -53 |  | 862
3054 | Winton Formation | 1937-04-12 | -44.2 |  | 862
3936 | Winton Formation | 1913-01-01 | -76.2 |  | 862
3938 | Winton Formation | 1915-10-27 | -54.9 |  | 862
3943 | Winton Formation | 1938-01-05 | -33.5 |  | 862
3944 | Winton Formation | 1922-01-01 | -54.9 |  | 862
5746 | Winton Formation | 1937-05-18 | -54.9 |  | 862
6011 | Mackunda Formation | 1937-08-28 | -6.1 |  | 862
6012 | Winton Formation | 1924-02-01 | -30.5 |  | 862
6356 | Winton Formation | 1913-01-01 | -88.4 |  | 862
6359 | Mackunda Formation | 1925-06-26 | -15.2 |  | 862
6361 | Winton Formation | 1914-01-01 | -64 |  | 862
6362 | Winton Formation | 1922-05-03 | -76.2 |  | 862
6363 | Winton Formation | 1923-08-31 | -57.9 |  | 862
11979 | Winton Formation | 1952-04-05 | -39.62 |  | 862
12155 | Winton Formation | 1952-10-11 | -78.9 |  | 862
13561 | Winton Formation | 1958-02-22 | -54.86 |  | 862
51367 | Unknown | 1987-08-04 | -39 |  | 862
51368 | Unknown | 1987-07-30 | -32 |  | 862
51789 | Unknown | 1983-07-30 | -24 |  | 862
51789 | Unknown | 1983-12-12 | -33 |  | 862
1102 | Hutton Sandstone | 13/03/1894 | 35.2 |  | 863
1497 | Winton Formation | 1915-01-01 | -22.86 |  | 863
1498 | Winton Formation | 1922-01-01 | -21.3 |  | 863
1541 | Winton Formation | 1916-07-17 | -15.2 |  | 863
1542 | Winton Formation | 1922-08-23 | -24.38 |  | 863
1542 | Winton Formation | 1969-08-03 | -7.62 |  | 863
1543 | Mackunda Formation | 1915-01-01 | -3.96 |  | 863
1543 | Mackunda Formation | 1969-08-03 | -7.62 |  | 863
1547 | Mackunda Formation | 1947-01-01 | -27.4 |  | 863
1549 | Winton Formation | 1919-01-01 | -24.4 |  | 863
1550 | Mackunda Formation | 1919-01-01 | -36.58 |  | 863
1550 | Mackunda Formation | 1969-08-21 | -45.72 |  | 863
1973 | Hutton Sandstone | 1903-01-01 | -2.7 |  | 863
1973 | Hutton Sandstone | 1911-07-17 | -4.11 |  | 863
1973 | Hutton Sandstone | 1922-10-22 | -7.46 |  | 863
1974 | Unknown | 1932-01-25 | -91.5 |  | 863
1977 | Hutton Sandstone | 1938-01-13 | -5.4 |  | 863
2513 | Adori Sandstone | 1909-01-01 | -4.88 |  | 863
2513 | Adori Sandstone | 1919-01-01 | -9.14 |  | 863
2513 | Adori Sandstone | 1922-01-01 | -9.14 |  | 863
2513 | Adori Sandstone | 1969-01-01 | -13.11 |  | 863
2514 | Adori Sandstone | 1912-01-01 | -45.72 |  | 863
2514 | Adori Sandstone | 1922-10-25 | -51.82 |  | 863
2514 | Adori Sandstone | 1969-07-23 | -54.86 |  | 863
2515 | Adori Sandstone | 1914-01-01 | -45.72 |  | 863
2515 | Adori Sandstone | 1922-10-26 | -42.67 |  | 863
2515 | Adori Sandstone | 1969-01-01 | -45.72 |  | 863
2516 | Unknown | 1911-01-01 | -27.43 |  | 863
2516 | Unknown | 1969-07-23 | -36.58 |  | 863
2517 | Unknown | 1912-01-01 | -42.67 |  | 863
2517 | Unknown | 1969-07-23 | -45.72 |  | 863
2518 | Unknown | 1915-01-01 | -54.86 |  | 863
2518 | Unknown | 1969-07-23 | -54.86 |  | 863
2519 | Unknown | 1915-01-01 | -27.43 |  | 863
2519 | Unknown | 1965-01-01 | -35.05 |  | 863
2519 | Unknown | 1969-07-23 | -35.05 |  | 863
2527 | Hooray Sandstone | 1969-08-06 | -9.1 |  | 863
2657 | Clematis Sandstone | 1926-12-01 | -10.6 |  | 863
2977 | Hutton Sandstone | 23/06/1898 | 46.8 |  | 863
3779 | Unknown | 1910-01-01 | -61 |  | 863
3780 | Unknown | 1920-01-01 | -36.6 |  | 863
3782 | Unknown | 1912-01-01 | -33.5 |  | 863
3887 | Hutton Sandstone | 1987-05-26 | 1.16 |  | 863
3887 | Hutton Sandstone | 1990-02-22 | 16.75 |  | 863
3905 | Wyandra Sandstone Member | 1923-05-06 | -12.8 |  | 863
3910 | Hooray Sandstone | 1972-09-18 | -3.4 |  | 863
3926 | Coreena Member | 1910-01-01 | -36.6 |  | 863
3927 | Coreena Member | 1910-01-01 | -30.5 |  | 863
4056 | Adori Sandstone | 8/07/1898 | 22.2 |  | 863
4059 | Hooray Sandstone | 1964-08-07 | -38.1 |  | 863
4064 | Adori Sandstone | 1971-06-22 | -3.7 |  | 863
4993 | Adori Sandstone | 1937-09-08 | -60.65 |  | 863
5039 | Adori Sandstone | 1936-11-21 | -50.3 |  | 863
5138 | Coreena Member | 1937-05-08 | -19.8 |  | 863
5140 | Hooray Sandstone | 1969-10-06 | 30.2 |  | 863
6838 | Wyandra Sandstone Member | 1926-01-01 | -42.7 |  | 863
9078 | Wyandra Sandstone Member | 1946-04-23 | -48.8 |  | 863
10657 | Winton Formation | 1946-06-29 | -24.38 |  | 863
10835 | Hooray Sandstone | 1965-01-01 | -7.6 |  | 863
10835 | Hooray Sandstone | 1987-05-25 | -3.87 |  | 863
11029 | Unknown | 1948-01-01 | -11.58 |  | 863
11149 | Mackunda Formation | 1948-10-16 | -18.3 |  | 863
11343 | Adori Sandstone | 1972-09-20 | 11.6 |  | 863
11343 | Adori Sandstone | 1978-11-22 | 10.3 |  | 863
11343 | Adori Sandstone | 1982-01-20 | 10.72 |  | 863
11343 | Adori Sandstone | 1987-05-24 | 10.3 |  | 863
11399 | Winton Formation | 1949-09-11 | -23.8 |  | 863
11445 | Cadna-Owie Formform | 1955-10-20 | -12.1 |  | 863
11503 | Adori Sandstone | 1950-11-14 | -14.63 |  | 863
12047 | Wyandra Sandstone Member | 1953-05-26 | 16.9 |  | 863
12139 | Westbourne Formation | 1972-09-19 | -0.2 |  | 863
12139 | Westbourne Formation | 1986-03-06 | 32.69 |  | 863
12889 | Wyandra Sandstone Member | 1956-06-04 | 16.8 |  | 863
13303 | Mackunda Formation | 1957-08-03 | -11.4 |  | 863
13486 | Mackunda Formation | 1958-02-07 | -11.5 |  | 863
13906 | Coreena Member | 1959-05-17 | -62.2 |  | 863
14104 | Hooray Sandstone | 1960-11-10 | -53.3 |  | 863
14112 | Wyandra Sandstone Member | 1964-09-06 | -67.1 |  | 863
14154 | Adori Sandstone | 1960-07-08 | -6.1 |  | 863
14226 | Wyandra Sandstone Member | 1960-02-25 | -5.1 |  | 863
14227 | Winton Formation | 1960-09-30 | -21.3 |  | 863
14588 | Hutton Sandstone | 1962-10-24 | 47.1 |  | 863
14827 | Winton Formation | 1961-10-01 | -26.52 |  | 863
14902 | Winton Formation | 1961-11-05 | -28.96 |  | 863
15244 | Wyandra Sandstone Member | 1962-10-04 | 8.4 |  | 863
15639 | Precipice Sandstone | 1964-04-23 | 19 |  | 863
15827 | Mackunda Formation | 1964-05-08 | -45.72 |  | 863
15837 | Wyandra Sandstone Member | 1964-11-11 | 13 |  | 863
16001 | Wyandra Sandstone Member | 1964-09-13 | -38.1 |  | 863
16203 | Wyandra Sandstone Member | 1965-06-10 | 7.3 |  | 863
16314 | Winton Formation | 1965-07-09 | -36.58 |  | 863
16353 | Adori Sandstone | 1965-10-13 | 6.6 |  | 863
16394 | Mackunda Formation | 1965-09-13 | -13.7 |  | 863
17015 | Mackunda Formation | 1966-10-04 | -30.48 |  | 863
17223 | Clematis Sandstone | 1969-09-13 | 59.1 |  | 863
17321 | Hutton Sandstone | 1967-11-12 | -24.4 |  | 863
17442 | Hooray Sandstone | 1967-09-09 | 10.5 |  | 863
22301 | Hutton Sandstone | 1967-02-24 | 45 |  | 863
22624 | Hooray Sandstone | 1969-11-04 | 43.6 |  | 863
22675 | Wyandra Sandstone Member | 1970-01-01 | -41.1 |  | 863
33874 | Unknown | 1936-01-01 | -45.72 |  | 863
33874 | Unknown | 1969-07-28 | -45.72 |  | 863
50035 | Wyandra Sandstone Member | 1975-10-31 | -45 |  | 863
50344 | Unknown | 1986-01-11 | -52 |  | 863
50345 | Hooray Sandstone | 1980-10-17 | -18 |  | 863
50488 | Unknown | 1985-06-28 | -69 |  | 863
50505 | Hutton Sandstone | 1985-08-01 | 3.5 |  | 863
50795 | Unknown | 1995-06-16 | 14 |  | 863
51290 | Hutton Sandstone | 1979-08-05 | 19.8 |  | 863
51351 | Hutton Sandstone | 1980-02-26 | 4.89 |  | 863
51391 | Hutton Sandstone | 1981-02-26 | -2.4 |  | 863
69079 | Unknown | 1985-07-03 | -2.44 |  | 863
69693 | Adori Sandstone | 1991-07-24 | -82.3 |  | 863
69695 | Winton Formation | 1991-07-20 | -39.62 |  | 863
69698 | Hutton Sandstone | 1991-06-11 | -54.86 |  | 863
69766 | Hutton Sandstone | 1992-04-02 | -91.4 |  | 863
69888 | Hutton Sandstone | 1993-07-16 | -54.5 |  | 863
378 | Hooray Sandstone | 1910-05-14 | 70.4 |  | 864
1103 | Hutton Sandstone | 1/01/1898 | 23.4 |  | 864
1106 | Winton Formation | 1911-10-30 | -20.72 |  | 864
1108 | Winton Formation | 1911-01-01 | -20.1 |  | 864
1109 | Winton Formation | 1913-01-01 | -18.9 |  | 864
1301 | Winton Formation | 1938-11-23 | -24.4 |  | 864
1302 | Winton Formation | 1940-07-31 | -24.4 |  | 864
1304 | Winton Formation | 1911-01-01 | -18.29 |  | 864
1305 | Winton Formation | 1938-08-29 | -17 |  | 864
1307 | Unknown | 1943-08-30 | -18.3 |  | 864
1314 | Winton Formation | 1920-01-01 | -15.24 |  | 864
1315 | Winton Formation | 1920-01-01 | -10.97 |  | 864
1316 | Mackunda Formation | 1922-01-01 | -15.24 |  | 864
1316 | Mackunda Formation | 1938-09-03 | -15.24 |  | 864
2979 | Hutton Sandstone | 20/02/1881 | 25.3 |  | 864
2982 | Winton Formation | 1916-03-11 | -85.4 |  | 864
2985 | Unknown | 1920-01-01 | -18.29 |  | 864
3042 | Winton Formation | 1937-09-17 | -61 |  | 864
3048 | Mackunda Formation | 1912-01-01 | -83.8 |  | 864
3055 | Winton Formation | 1919-01-01 | -57.9 |  | 864
3490 | Winton Formation | 1953-03-11 | -21.9 |  | 864
3491 | Mackunda Formation | 1925-01-28 | -7.6 |  | 864
3493 | Unknown | 1913-01-01 | -1.22 |  | 864
3493 | Unknown | 1969-10-20 | -36.58 |  | 864
3494 | Winton Formation | 1913-01-01 | -4.88 |  | 864
3494 | Winton Formation | 1969-10-20 | -45.72 |  | 864
3495 | Mackunda Formation | 1914-01-01 | -3.96 |  | 864
3495 | Mackunda Formation | 1937-01-01 | -21.34 |  | 864
3495 | Mackunda Formation | 1969-10-20 | -36.58 |  | 864
4498 | Winton Formation | 1937-04-22 | -15.2 |  | 864
5268 | Mackunda Formation | 1937-05-08 | -9.1 |  | 864
5914 | Mackunda Formation | 1937-09-25 | -48.8 |  | 864
5924 | Winton Formation | 1937-06-01 | -91.5 |  | 864
6491 | Mackunda Formation | 1937-10-18 | -24.4 |  | 864
6492 | Unknown | 1937-10-18 | -22.86 |  | 864
6493 | Unknown | 1937-10-18 | -2.4 |  | 864
7119 | Winton Formation | 1938-01-01 | -22.8 |  | 864
7120 | Unknown | 1938-10-29 | -13.72 |  | 864
7299 | Mackunda Formation | 1938-08-22 | -45.7 |  | 864
9117 | Winton Formation | 1942-11-07 | -3.66 |  | 864
10416 | Winton Formation | 1948-08-14 | -35.05 |  | 864
10455 | Winton Formation | 1945-08-12 | -16.1 |  | 864
11170 | Unknown | 1948-08-06 | -22.86 |  | 864
11236 | Winton Formation | 1948-08-28 | -29.57 |  | 864
11359 | Winton Formation | 1949-07-30 | -36.58 |  | 864
11595 | Winton Formation | 1950-06-03 | -57 |  | 864
11641 | Winton Formation | 1953-06-01 | -27.43 |  | 864
11680 | Winton Formation | 1951-04-02 | -1.8 |  | 864
11774 | Mackunda Formation | 1951-10-19 | -11.2 |  | 864
11965 | Winton Formation | 1952-03-06 | -53.95 |  | 864
12052 | Winton Formation | 1952-07-10 | -29.87 |  | 864
12250 | Winton Formation | 1953-12-12 | -39.62 |  | 864
12250 | Winton Formation | 2004-10-14 | -62.9 |  | 864
12333 | Mackunda Formation | 1953-10-13 | -45.72 |  | 864
12460 | Winton Formation | 1953-12-01 | -54.86 |  | 864
12578 | Winton Formation | 1954-08-07 | -33.53 |  | 864
12737 | Winton Formation | 1954-07-16 | -25 |  | 864
12902 | Mackunda Formation | 1955-11-17 | -25.9 |  | 864
13106 | Winton Formation | 1956-06-22 | -25.9 |  | 864
13383 | Mackunda Formation | 1957-12-19 | -21.3 |  | 864
13817 | Winton Formation | 1958-05-22 | -29.87 |  | 864
14064 | Winton Formation | 1958-08-11 | -56.1 |  | 864
14130 | Winton Formation | 1960-11-26 | -38.1 |  | 864
14239 | Mackunda Formation | 1960-09-16 | -28.04 |  | 864
14445 | Winton Formation | 1960-11-02 | -39.62 |  | 864
14478 | Mackunda Formation | 1961-10-13 | -39.6 |  | 864
15034 | Winton Formation | 1958-12-07 | -42.7 |  | 864
15242 | Mackunda Formation | 1962-09-01 | -17.7 |  | 864
15358 | Mackunda Formation | 1962-09-30 | -3.05 |  | 864
15731 | Winton Formation | 1964-02-13 | -16.15 |  | 864
15923 | Winton Formation | 1964-06-11 | -22.86 |  | 864
15924 | Winton Formation | 1964-06-15 | -42.67 |  | 864
16309 | Winton Formation | 1965-07-01 | -64 |  | 864
16315 | Hooray Sandstone | 1969-08-08 | 45.7 |  | 864
16543 | Winton Formation | 1965-11-28 | -30.48 |  | 864
16786 | Mackunda Formation | 1966-04-10 | -15.85 |  | 864
16787 | Mackunda Formation | 1966-08-02 | -21.34 |  | 864
16972 | Winton Formation | 1966-09-26 | -22.86 |  | 864
17263 | Hutton Sandstone | 1966-10-29 | 27.4 |  | 864
17274 | Winton Formation | 1967-03-20 | -50.29 |  | 864
38974 | Unknown | 1973-05-23 | -19.2 |  | 864
43956 | Winton Formation | 1973-05-23 | -19.81 |  | 864
51360 | Unknown | 1980-02-28 | -79.2 |  | 864
51361 | Unknown | 1980-01-01 | -140.3 |  | 864
51385 | Precipice Sandstone | 1980-04-21 | 38.41 |  | 864
51657 | Unknown | 1981-09-05 | -33.83 |  | 864
69767 | Mackunda Formation | 1992-03-30 | -24.3 |  | 864
305 | Hooray Sandstone | 1972-10-18 | 31.6 |  | 865
1181 | Adori Sandstone | 1972-09-27 | -9.5 |  | 865
3770 | Hooray Sandstone | 1976-10-13 | 59.2 |  | 865
5923 | Winton Formation | 1937-07-01 | -30.5 |  | 865
6819 | Unknown | 1937-04-27 | -42.7 |  | 865
9703 | Unknown | 1921-01-01 | -21.3 |  | 865
10789 | Winton Formation | 1947-02-15 | -37.8 |  | 865
10824 | Winton Formation | 1947-01-19 | -39.6 |  | 865
10950 | Unknown | 1919-01-01 | -18.3 |  | 865
10951 | Unknown | 1947-01-20 | -18.3 |  | 865
10952 | Unknown | 1947-01-20 | -51.8 |  | 865
11734 | Allaru Mudstone | 1951-03-19 | -5.4 |  | 865
11904 | Winton Formation | 1951-12-09 | -12.8 |  | 865
11919 | Winton Formation | 1951-06-17 | -24.4 |  | 865
12031 | Winton Formation | 1951-12-20 | -27.4 |  | 865
12066 | Winton Formation | 1952-12-03 | -32.3 |  | 865
12207 | Winton Formation | 1953-02-23 | -51.8 |  | 865
12266 | Winton Formation | 1953-07-10 | -42.7 |  | 865
12343 | Winton Formation | 1953-10-02 | -10.6 |  | 865
12347 | Winton Formation | 1953-09-01 | -24.4 |  | 865
12364 | Winton Formation | 1953-08-24 | -21.3 |  | 865
12383 | Winton Formation | 1953-06-16 | -8.5 |  | 865
12424 | Winton Formation | 1954-04-29 | -20.7 |  | 865
12554 | Winton Formation | 1954-06-28 | -18.3 |  | 865
12666 | Winton Formation | 1954-06-30 | -24.4 |  | 865
12872 | Winton Formation | 1955-06-04 | -61 |  | 865
12998 | Winton Formation | 1956-05-18 | -53.3 |  | 865
13070 | Winton Formation | 1954-10-14 | -24.7 |  | 865
13071 | Winton Formation | 1954-11-24 | -24.7 |  | 865
13096 | Winton Formation | 1955-11-11 | -23.7 |  | 865
13371 | Winton Formation | 1957-07-27 | -18.3 |  | 865
13412 | Winton Formation | 1957-09-14 | -18.3 |  | 865
13681 | Winton Formation | 1958-05-13 | -20.7 |  | 865
13745 | Winton Formation | 1958-09-29 | -18.3 |  | 865
13825 | Mackunda Formation | 1958-08-28 | -70.7 |  | 865
14465 | Winton Formation | 1960-10-15 | -24.4 |  | 865
14520 | Winton Formation | 1959-03-08 | -41.1 |  | 865
14521 | Winton Formation | 1957-01-11 | -48.1 |  | 865
14522 | Winton Formation | 1960-12-19 | -15.2 |  | 865
14566 | Winton Formation | 1958-01-01 | -54.9 |  | 865
14567 | Winton Formation | 1959-01-01 | -36.6 |  | 865
14603 | Winton Formation | 1961-02-23 | -60.96 |  | 865
14604 | Winton Formation | 1961-02-23 | -67.06 |  | 865
14619 | Tertiary | 1958-01-01 | -23.4 |  | 865
15064 | Winton Formation | 1962-04-28 | -24.4 |  | 865
22568 | Unknown | 1969-11-10 | -13.6 |  | 865
24717 | Winton Formation | 1952-01-01 | -10.6 |  | 865
50190 | Glendower Formation | 1972-04-12 | -24.8 |  | 865
50383 | Unknown | 1980-01-01 | -13.1 |  | 865
50426 | Unknown | 1983-02-05 | -5.5 |  | 865
50438 | Winton Formation | 1983-01-01 | -12.2 |  | 865
50519 | Winton Formation | 1985-09-12 | -28.3 |  | 865
50605 | Winton Formation | 1988-07-02 | -36 |  | 865
50630 | Winton Formation | 1988-08-14 | -21 |  | 865
334 | Wallumbilla Formation | 1949-02-07 | 1.22 |  | 866 | NO CURRENT TENURE
335 | Injune Creek Group | 1972-07-13 | 13.8 |  | 866 | NO CURRENT TENURE
1812 | Hooray Sandstone | 1915-11-22 | -5.1 |  | 866 | NO CURRENT TENURE
2005 | Tertiary | 1913-11-26 | -41.45 |  | 866 | NO CURRENT TENURE
3953 | Hooray Sandstone | 1955-07-05 | -4.7 |  | 866 | NO CURRENT TENURE
3954 | Westbourne Formation | 1971-11-16 | -21.5 |  | 866 | NO CURRENT TENURE
4084 | Coreena Member | 1930-01-01 | -54.9 |  | 866 | NO CURRENT TENURE
4089 | Hooray Sandstone | 1969-08-07 | -5.4 |  | 866 | NO CURRENT TENURE
5007 | Adori Sandstone | 1936-01-31 | 28.1 |  | 866 | NO CURRENT TENURE
5316 | Unknown | 1977-07-21 | -7.4 |  | 866 | NO CURRENT TENURE
7124 | Tertiary | 1938-10-21 | -27.4 |  | 866 | NO CURRENT TENURE
7204 | Mackunda Formation | 1938-01-01 | -41.4 |  | 866 | NO CURRENT TENURE
7493 | Tertiary | 1939-01-10 | -29.8 |  | 866 | NO CURRENT TENURE
8664 | Coreena Member | 1942-02-07 | -30.1 |  | 866 | NO CURRENT TENURE
9002 | Alluvium | 1941-05-22 | -29.5 |  | 866 | NO CURRENT TENURE
11173 | Tertiary | 1948-02-01 | -28.9 |  | 866 | NO CURRENT TENURE
11730 | Mackunda Formation | 1951-03-15 | -33.5 |  | 866 | NO CURRENT TENURE
11756 | Mackunda Formation | 1951-01-01 | -37.2 |  | 866 | NO CURRENT TENURE
11756 | Mackunda Formation | 1951-05-13 | -37.2 |  | 866 | NO CURRENT TENURE
11905 | Mackunda Formation | 1951-08-31 | -38.7 |  | 866 | NO CURRENT TENURE
12083 | Allaru Mudstone | 1952-11-01 | -47.2 |  | 866 | NO CURRENT TENURE
12166 | Alluvium | 1952-07-01 | -19.5 |  | 866 | NO CURRENT TENURE
12205 | Alluvium | 1953-11-05 | -30.5 |  | 866 | NO CURRENT TENURE
12228 | Coreena Member | 1971-11-10 | -3.3 |  | 866 | NO CURRENT TENURE
12229 | Coreena Member | 1974-10-30 | -2.5 |  | 866 | NO CURRENT TENURE
12270 | Coreena Member | 1953-07-11 | -16.1 |  | 866 | NO CURRENT TENURE
12375 | Unknown | 1930-01-01 | -39.6 |  | 866 | NO CURRENT TENURE
12463 | Tertiary | 1953-09-16 | -25.3 |  | 866 | NO CURRENT TENURE
12983 | Allaru Mudstone | 1955-06-21 | -25.6 |  | 866 | NO CURRENT TENURE
12990 | Alluvium | 1955-10-03 | -32.9 |  | 866 | NO CURRENT TENURE
13403 | Tertiary | 1957-08-25 | -24.38 |  | 866 | NO CURRENT TENURE
13635 | Mackunda Formation | 1958-06-06 | -32 |  | 866 | NO CURRENT TENURE
13767 | Hooray Sandstone | 1959-05-08 | -3 |  | 866 | NO CURRENT TENURE
14023 | Tertiary | 1959-07-02 | -30.5 |  | 866 | NO CURRENT TENURE
14055 | Tertiary | 1959-02-23 | -15.8 |  | 866 | NO CURRENT TENURE
14127 | Tertiary | 1960-03-29 | -27.9 |  | 866 | NO CURRENT TENURE
14150 | Tertiary | 1960-03-20 | -28.3 |  | 866 | NO CURRENT TENURE
14503 | Alluvium | 1960-12-05 | -24.4 |  | 866 | NO CURRENT TENURE
14704 | Alluvium | 1960-11-28 | -6.7 |  | 866 | NO CURRENT TENURE
14705 | Alluvium | 1960-01-01 | -8.5 |  | 866 | NO CURRENT TENURE
15010 | Allaru Mudstone | 1959-11-23 | -50 |  | 866 | NO CURRENT TENURE
15410 | Alluvium | 1962-02-01 | -6.2 |  | 866 | NO CURRENT TENURE
15455 | Alluvium | 1962-12-09 | -7.6 |  | 866 | NO CURRENT TENURE
15466 | Alluvium | 1962-04-08 | -28.3 |  | 866 | NO CURRENT TENURE
15682 | Tertiary | 1963-03-24 | -30.8 |  | 866 | NO CURRENT TENURE
15988 | Alluvium | 1964-09-07 | -21.5 |  | 866 | NO CURRENT TENURE
16456 | Alluvium | 1965-10-16 | -25.9 |  | 866 | NO CURRENT TENURE
16982 | Hutton Sandstone | 1967-06-29 | 33 |  | 866 | NO CURRENT TENURE
17094 | Tertiary | 1966-11-03 | -16.1 |  | 866 | NO CURRENT TENURE
17144 | Coreena Member | 1966-07-18 | -28.9 |  | 866 | NO CURRENT TENURE
17362 | Alluvium | 1967-03-31 | -4.4 |  | 866 | NO CURRENT TENURE
17574 | Alluvium | 1967-07-05 | -10.9 |  | 866 | NO CURRENT TENURE
17848 | Alluvium | 1966-11-20 | -22.8 |  | 866 | NO CURRENT TENURE
17993 | Alluvium | 1968-04-21 | -10.6 |  | 866 | NO CURRENT TENURE
30391 | Allaru Mudstone | 1968-04-04 | -27 |  | 866 | NO CURRENT TENURE
30689 | Tertiary | 1968-11-18 | -25.6 |  | 866 | NO CURRENT TENURE
33394 | Tertiary | 1970-01-01 | -27.4 |  | 866 | NO CURRENT TENURE
35560 | Alluvium | 1970-05-01 | -25 |  | 866 | NO CURRENT TENURE
35692 | Glendower Formation | 1983-02-14 | -19.8 |  | 866 | NO CURRENT TENURE
44074 | Alluvium | 1971-08-16 | -31.6 |  | 866 | NO CURRENT TENURE
50027 | Alluvium | 1971-09-15 | -23.1 |  | 866 | NO CURRENT TENURE
50057 | Tertiary | 1976-07-15 | -20.7 |  | 866 | NO CURRENT TENURE
50096 | Tertiary | 1977-05-19 | -21.9 |  | 866 | NO CURRENT TENURE
50273 | Tertiary | 1979-06-26 | -25 |  | 866 | NO CURRENT TENURE
50274 | Alluvium | 1979-02-27 | -25 |  | 866 | NO CURRENT TENURE
50319 | Hooray Sandstone | 1985-08-28 | 5.2 |  | 866 | NO CURRENT TENURE
50449 | Allaru Mudstone | 1983-10-14 | -73 |  | 866 | NO CURRENT TENURE
50452 | Alluvium | 1984-02-20 | -4.6 |  | 866 | NO CURRENT TENURE
50453 | Allaru Mudstone | 1983-11-02 | -21 |  | 866 | NO CURRENT TENURE
50454 | Allaru Mudstone | 1983-09-30 | -34.7 |  | 866 | NO CURRENT TENURE
50510 | Winton Formation | 1985-08-20 | -42.6 |  | 866 | NO CURRENT TENURE
50518 | Winton Formation | 1985-09-08 | -30.5 |  | 866 | NO CURRENT TENURE
50531 | Winton Formation | 1986-02-14 | -26.5 |  | 866 | NO CURRENT TENURE
50533 | Alluvium | 1985-10-23 | -23.07 |  | 866 | NO CURRENT TENURE
50562 | Alluvium | 1986-07-31 | -40.07 |  | 866 | NO CURRENT TENURE
50816 | Alluvium | 1995-10-25 | -26.7 |  | 866 | NO CURRENT TENURE
50817 | Glendower Formation | 1995-04-26 | -27 |  | 866 | NO CURRENT TENURE
50817 | Glendower Formation | 1995-11-28 | -25.5 |  | 866 | NO CURRENT TENURE
42320076 | Glendower Formation | 1969-05-08 | -27.06 |  | 866 | NO CURRENT TENURE
42320076 | Glendower Formation | 1969-09-18 | -26.7 |  | 866 | NO CURRENT TENURE
42320076 | Glendower Formation | 1969-09-18 | -27.03 |  | 866 | NO CURRENT TENURE
42320076 | Glendower Formation | 1969-12-16 | -26.86 |  | 866 | NO CURRENT TENURE
42320076 | Glendower Formation | 1970-01-12 | -26.97 |  | 866 | NO CURRENT TENURE
42320076 | Glendower Formation | 1970-04-16 | -27.06 |  | 866 | NO CURRENT TENURE
42320076 | Glendower Formation | 1970-07-01 | -26.96 |  | 866 | NO CURRENT TENURE
42320076 | Glendower Formation | 1970-09-29 | -26.94 |  | 866 | NO CURRENT TENURE
42320076 | Glendower Formation | 1971-01-26 | -27.29 |  | 866 | NO CURRENT TENURE
42320076 | Glendower Formation | 1971-07-27 | -26.9 |  | 866 | NO CURRENT TENURE
42320076 | Glendower Formation | 1971-10-28 | -27.02 |  | 866 | NO CURRENT TENURE
42320076 | Glendower Formation | 1972-01-27 | -26.99 |  | 866 | NO CURRENT TENURE
42320076 | Glendower Formation | 1972-05-04 | -27.24 |  | 866 | NO CURRENT TENURE
42320076 | Glendower Formation | 1972-08-31 | -26.96 |  | 866 | NO CURRENT TENURE
42320076 | Glendower Formation | 1972-12-04 | -26.97 |  | 866 | NO CURRENT TENURE
42320076 | Glendower Formation | 1973-02-27 | -26.85 |  | 866 | NO CURRENT TENURE
42320076 | Glendower Formation | 1973-06-08 | -26.87 |  | 866 | NO CURRENT TENURE
42320076 | Glendower Formation | 1973-10-04 | -26.83 |  | 866 | NO CURRENT TENURE
42320076 | Glendower Formation | 1974-03-05 | -26.96 |  | 866 | NO CURRENT TENURE
42320076 | Glendower Formation | 1974-07-23 | -27.01 |  | 866 | NO CURRENT TENURE
42320076 | Glendower Formation | 1975-01-22 | -26.98 |  | 866 | NO CURRENT TENURE
42320076 | Glendower Formation | 1975-06-05 | -27.16 |  | 866 | NO CURRENT TENURE
42320076 | Glendower Formation | 1975-10-28 | -26.96 |  | 866 | NO CURRENT TENURE
42320076 | Glendower Formation | 1976-02-03 | -26.93 |  | 866 | NO CURRENT TENURE
42320076 | Glendower Formation | 1976-05-17 | -26.91 |  | 866 | NO CURRENT TENURE
42320076 | Glendower Formation | 1976-09-17 | -26.77 |  | 866 | NO CURRENT TENURE
42320076 | Glendower Formation | 1977-05-04 | -26.97 |  | 866 | NO CURRENT TENURE
42320076 | Glendower Formation | 1977-10-19 | -26.87 |  | 866 | NO CURRENT TENURE
42320076 | Glendower Formation | 1978-04-07 | -26.89 |  | 866 | NO CURRENT TENURE
42320076 | Glendower Formation | 1978-09-19 | -26.78 |  | 866 | NO CURRENT TENURE
42320076 | Glendower Formation | 1979-04-04 | -26.76 |  | 866 | NO CURRENT TENURE
42320076 | Glendower Formation | 1979-09-20 | -26.68 |  | 866 | NO CURRENT TENURE
42320076 | Glendower Formation | 1980-03-06 | -26.85 |  | 866 | NO CURRENT TENURE
42320076 | Glendower Formation | 1980-09-03 | -26.8 |  | 866 | NO CURRENT TENURE
42320076 | Glendower Formation | 1981-03-05 | -26.75 |  | 866 | NO CURRENT TENURE
42320076 | Glendower Formation | 1984-07-08 | -26.67 |  | 866 | NO CURRENT TENURE
42320076 | Glendower Formation | 1987-07-16 | -26.73 |  | 866 | NO CURRENT TENURE
42320076 | Glendower Formation | 2004-11-18 | -26.79 |  | 866 | NO CURRENT TENURE
42320076 | Glendower Formation | 2007-08-01 | -26.88 |  | 866 | NO CURRENT TENURE
42320077 | Alluvium | 1972-08-31 | -8.16 |  | 866 | NO CURRENT TENURE
42320077 | Alluvium | 1972-12-04 | -8.16 |  | 866 | NO CURRENT TENURE
42320077 | Alluvium | 1973-02-27 | -8.16 |  | 866 | NO CURRENT TENURE
42320077 | Alluvium | 1973-06-08 | -8.16 |  | 866 | NO CURRENT TENURE
42320077 | Alluvium | 1973-10-04 | -8.16 |  | 866 | NO CURRENT TENURE
42320077 | Alluvium | 1974-03-05 | -8.16 |  | 866 | NO CURRENT TENURE
42320077 | Alluvium | 1974-07-23 | -8.16 |  | 866 | NO CURRENT TENURE
42320077 | Alluvium | 1975-01-22 | -8.16 |  | 866 | NO CURRENT TENURE
42320077 | Alluvium | 1975-06-05 | -8.16 |  | 866 | NO CURRENT TENURE
42320077 | Alluvium | 1975-10-28 | -8.16 |  | 866 | NO CURRENT TENURE
42320077 | Alluvium | 1976-02-03 | -8.16 |  | 866 | NO CURRENT TENURE
42320077 | Alluvium | 1976-05-17 | -8.16 |  | 866 | NO CURRENT TENURE
42320077 | Alluvium | 1976-09-17 | -8.16 |  | 866 | NO CURRENT TENURE
42320077 | Alluvium | 1977-05-04 | -8.16 |  | 866 | NO CURRENT TENURE
42320077 | Alluvium | 1977-10-19 | -8.16 |  | 866 | NO CURRENT TENURE
42320077 | Alluvium | 1978-04-07 | -8.16 |  | 866 | NO CURRENT TENURE
42320077 | Alluvium | 1978-09-19 | -8.16 |  | 866 | NO CURRENT TENURE
42320077 | Alluvium | 1979-04-04 | -8.16 |  | 866 | NO CURRENT TENURE
42320077 | Alluvium | 1979-09-20 | -8.16 |  | 866 | NO CURRENT TENURE
42320077 | Alluvium | 1980-03-06 | -8.16 |  | 866 | NO CURRENT TENURE
42320077 | Alluvium | 1980-09-03 | -8.16 |  | 866 | NO CURRENT TENURE
42320077 | Alluvium | 1981-03-05 | -8.16 |  | 866 | NO CURRENT TENURE
42320077 | Alluvium | 1984-07-08 | -8.16 |  | 866 | NO CURRENT TENURE
42320077 | Alluvium | 1987-07-16 | -7.05 |  | 866 | NO CURRENT TENURE
42320077 | Alluvium | 2004-11-18 | -6.9 |  | 866 | NO CURRENT TENURE
42320077 | Alluvium | 2007-08-01 | -6.87 |  | 866 | NO CURRENT TENURE
42320078 | Glendower Formation | 1973-02-27 | -7.24 |  | 866 | NO CURRENT TENURE
42320078 | Glendower Formation | 1973-07-02 | -6.84 |  | 866 | NO CURRENT TENURE
42320078 | Glendower Formation | 1973-10-04 | -6.96 |  | 866 | NO CURRENT TENURE
42320079 | Glendower Formation | 1969-05-03 | -15.52 |  | 866 | NO CURRENT TENURE
42320079 | Glendower Formation | 1969-05-03 | -15.2 |  | 866 | NO CURRENT TENURE
42320079 | Glendower Formation | 1969-09-18 | -15.41 |  | 866 | NO CURRENT TENURE
42320079 | Glendower Formation | 1969-12-16 | -15.41 |  | 866 | NO CURRENT TENURE
42320079 | Glendower Formation | 1970-01-12 | -15.41 |  | 866 | NO CURRENT TENURE
42320079 | Glendower Formation | 1970-04-16 | -15.41 |  | 866 | NO CURRENT TENURE
42320079 | Glendower Formation | 1970-07-01 | -15.41 |  | 866 | NO CURRENT TENURE
42320079 | Glendower Formation | 1970-09-29 | -15.41 |  | 866 | NO CURRENT TENURE
42320079 | Glendower Formation | 1971-01-26 | -15.41 |  | 866 | NO CURRENT TENURE
42320079 | Glendower Formation | 1971-07-27 | -15.41 |  | 866 | NO CURRENT TENURE
42320079 | Glendower Formation | 1971-10-27 | -15.41 |  | 866 | NO CURRENT TENURE
42320079 | Glendower Formation | 1972-01-28 | -8.07 |  | 866 | NO CURRENT TENURE
42320079 | Glendower Formation | 1972-05-03 | -8.23 |  | 866 | NO CURRENT TENURE
42320079 | Glendower Formation | 1972-08-31 | -8.47 |  | 866 | NO CURRENT TENURE
42320079 | Glendower Formation | 1972-12-04 | -15.55 |  | 866 | NO CURRENT TENURE
42320079 | Glendower Formation | 1974-03-06 | -7.65 |  | 866 | NO CURRENT TENURE
42320079 | Glendower Formation | 1974-07-23 | -7.78 |  | 866 | NO CURRENT TENURE
42320079 | Glendower Formation | 1975-01-22 | -7.99 |  | 866 | NO CURRENT TENURE
42320079 | Glendower Formation | 1975-06-05 | -8.22 |  | 866 | NO CURRENT TENURE
42320079 | Glendower Formation | 1975-10-28 | -8.25 |  | 866 | NO CURRENT TENURE
42320079 | Glendower Formation | 1976-02-03 | -8.1 |  | 866 | NO CURRENT TENURE
42320079 | Glendower Formation | 1976-05-17 | -7.3 |  | 866 | NO CURRENT TENURE
42320079 | Glendower Formation | 1976-09-20 | -7.31 |  | 866 | NO CURRENT TENURE
42320079 | Glendower Formation | 1977-05-04 | -7.61 |  | 866 | NO CURRENT TENURE
42320079 | Glendower Formation | 1977-10-19 | -7.72 |  | 866 | NO CURRENT TENURE
42320079 | Glendower Formation | 1978-04-07 | -7.99 |  | 866 | NO CURRENT TENURE
42320079 | Glendower Formation | 1978-09-19 | -7.67 |  | 866 | NO CURRENT TENURE
42320079 | Glendower Formation | 1979-04-04 | -7.82 |  | 866 | NO CURRENT TENURE
42320079 | Glendower Formation | 1979-09-21 | -7.95 |  | 866 | NO CURRENT TENURE
42320079 | Glendower Formation | 1980-03-06 | -8.25 |  | 866 | NO CURRENT TENURE
42320079 | Glendower Formation | 1980-09-03 | -8.66 |  | 866 | NO CURRENT TENURE
42320079 | Glendower Formation | 1981-03-05 | -8.8 |  | 866 | NO CURRENT TENURE
42320079 | Glendower Formation | 1984-07-08 | -8.12 |  | 866 | NO CURRENT TENURE
42320079 | Glendower Formation | 1987-07-19 | -15.83 |  | 866 | NO CURRENT TENURE
42320079 | Glendower Formation | 2004-11-17 | -8.01 |  | 866 | NO CURRENT TENURE
42320079 | Glendower Formation | 2007-08-01 | -12.22 |  | 866 | NO CURRENT TENURE
42320080 | Glendower Formation | 1969-05-08 | -28.21 |  | 866 | NO CURRENT TENURE
42320080 | Glendower Formation | 1969-09-18 | -27.8 |  | 866 | NO CURRENT TENURE
42320080 | Glendower Formation | 1969-09-18 | -28.13 |  | 866 | NO CURRENT TENURE
42320080 | Glendower Formation | 1969-12-16 | -28.07 |  | 866 | NO CURRENT TENURE
42320080 | Glendower Formation | 1970-01-12 | -28.23 |  | 866 | NO CURRENT TENURE
42320080 | Glendower Formation | 1970-04-16 | -28.26 |  | 866 | NO CURRENT TENURE
42320080 | Glendower Formation | 1970-07-03 | -28.14 |  | 866 | NO CURRENT TENURE
42320080 | Glendower Formation | 1970-09-29 | -28.13 |  | 866 | NO CURRENT TENURE
42320080 | Glendower Formation | 1971-01-26 | -28.11 |  | 866 | NO CURRENT TENURE
42320080 | Glendower Formation | 1971-07-27 | -28.12 |  | 866 | NO CURRENT TENURE
42320080 | Glendower Formation | 1971-10-27 | -28.07 |  | 866 | NO CURRENT TENURE
42320080 | Glendower Formation | 1972-01-28 | -28.09 |  | 866 | NO CURRENT TENURE
42320080 | Glendower Formation | 1972-05-03 | -28.18 |  | 866 | NO CURRENT TENURE
42320080 | Glendower Formation | 1972-08-31 | -28.09 |  | 866 | NO CURRENT TENURE
42320080 | Glendower Formation | 1972-12-04 | -28.14 |  | 866 | NO CURRENT TENURE
42320080 | Glendower Formation | 1973-02-27 | -28.16 |  | 866 | NO CURRENT TENURE
42320080 | Glendower Formation | 1973-07-02 | -28.04 |  | 866 | NO CURRENT TENURE
42320080 | Glendower Formation | 1973-10-04 | -27.95 |  | 866 | NO CURRENT TENURE
42320080 | Glendower Formation | 1974-03-06 | -28.05 |  | 866 | NO CURRENT TENURE
42320080 | Glendower Formation | 1974-07-23 | -28.15 |  | 866 | NO CURRENT TENURE
42320080 | Glendower Formation | 1975-01-22 | -28.08 |  | 866 | NO CURRENT TENURE
42320080 | Glendower Formation | 1975-06-05 | -28.29 |  | 866 | NO CURRENT TENURE
42320080 | Glendower Formation | 1975-10-28 | -28.02 |  | 866 | NO CURRENT TENURE
42320080 | Glendower Formation | 1976-02-03 | -28.15 |  | 866 | NO CURRENT TENURE
42320080 | Glendower Formation | 1976-05-17 | -28.18 |  | 866 | NO CURRENT TENURE
42320080 | Glendower Formation | 1976-09-20 | -28.21 |  | 866 | NO CURRENT TENURE
42320080 | Glendower Formation | 1977-05-04 | -28.22 |  | 866 | NO CURRENT TENURE
42320080 | Glendower Formation | 1977-10-19 | -28.06 |  | 866 | NO CURRENT TENURE
42320080 | Glendower Formation | 1978-04-07 | -28.02 |  | 866 | NO CURRENT TENURE
42320080 | Glendower Formation | 1978-09-19 | -28.02 |  | 866 | NO CURRENT TENURE
42320080 | Glendower Formation | 1979-04-04 | -27.94 |  | 866 | NO CURRENT TENURE
42320080 | Glendower Formation | 1979-09-21 | -27.94 |  | 866 | NO CURRENT TENURE
42320080 | Glendower Formation | 1980-03-06 | -28 |  | 866 | NO CURRENT TENURE
42320080 | Glendower Formation | 1980-09-03 | -28.08 |  | 866 | NO CURRENT TENURE
42320080 | Glendower Formation | 1981-03-05 | -27.76 |  | 866 | NO CURRENT TENURE
42320080 | Glendower Formation | 1984-07-08 | -27.93 |  | 866 | NO CURRENT TENURE
42320080 | Glendower Formation | 1987-07-20 | -20.74 |  | 866 | NO CURRENT TENURE
42320080 | Glendower Formation | 2004-11-17 | -28.1 |  | 866 | NO CURRENT TENURE
42320080 | Glendower Formation | 2007-08-01 | -28.29 |  | 866 | NO CURRENT TENURE
42320081 | Glendower Formation | 1969-05-08 | -28.27 |  | 866 | NO CURRENT TENURE
42320081 | Glendower Formation | 1969-09-18 | -28.25 |  | 866 | NO CURRENT TENURE
42320081 | Glendower Formation | 1969-09-18 | -28.3 |  | 866 | NO CURRENT TENURE
42320081 | Glendower Formation | 1969-12-16 | -28.16 |  | 866 | NO CURRENT TENURE
42320081 | Glendower Formation | 1970-01-12 | -28.22 |  | 866 | NO CURRENT TENURE
42320081 | Glendower Formation | 1970-04-16 | -28.23 |  | 866 | NO CURRENT TENURE
42320081 | Glendower Formation | 1970-07-03 | -28.25 |  | 866 | NO CURRENT TENURE
42320081 | Glendower Formation | 1970-09-29 | -28.22 |  | 866 | NO CURRENT TENURE
42320081 | Glendower Formation | 1971-01-26 | -28.11 |  | 866 | NO CURRENT TENURE
42320081 | Glendower Formation | 1971-07-27 | -28.17 |  | 866 | NO CURRENT TENURE
42320081 | Glendower Formation | 1971-10-27 | -28.23 |  | 866 | NO CURRENT TENURE
42320081 | Glendower Formation | 1972-01-28 | -28.23 |  | 866 | NO CURRENT TENURE
42320081 | Glendower Formation | 1972-05-03 | -28.33 |  | 866 | NO CURRENT TENURE
42320081 | Glendower Formation | 1972-08-31 | -28.28 |  | 866 | NO CURRENT TENURE
42320081 | Glendower Formation | 1972-12-04 | -28.42 |  | 866 | NO CURRENT TENURE
42320081 | Glendower Formation | 1973-02-27 | -28.07 |  | 866 | NO CURRENT TENURE
42320081 | Glendower Formation | 1973-07-02 | -28.2 |  | 866 | NO CURRENT TENURE
42320081 | Glendower Formation | 1973-10-04 | -28.06 |  | 866 | NO CURRENT TENURE
42320081 | Glendower Formation | 1974-03-06 | -28.18 |  | 866 | NO CURRENT TENURE
42320081 | Glendower Formation | 1974-07-23 | -28.29 |  | 866 | NO CURRENT TENURE
42320081 | Glendower Formation | 1975-01-22 | -28.21 |  | 866 | NO CURRENT TENURE
42320081 | Glendower Formation | 1975-06-05 | -28.43 |  | 866 | NO CURRENT TENURE
42320081 | Glendower Formation | 1975-10-28 | -28.18 |  | 866 | NO CURRENT TENURE
42320081 | Glendower Formation | 1976-02-03 | -28.08 |  | 866 | NO CURRENT TENURE
42320081 | Glendower Formation | 1976-05-17 | -28.07 |  | 866 | NO CURRENT TENURE
42320081 | Glendower Formation | 1976-09-20 | -27.95 |  | 866 | NO CURRENT TENURE
42320081 | Glendower Formation | 1977-05-04 | -28.1 |  | 866 | NO CURRENT TENURE
42320081 | Glendower Formation | 1977-10-19 | -28 |  | 866 | NO CURRENT TENURE
42320081 | Glendower Formation | 1978-04-07 | -27.94 |  | 866 | NO CURRENT TENURE
42320081 | Glendower Formation | 1978-09-19 | -27.88 |  | 866 | NO CURRENT TENURE
42320081 | Glendower Formation | 1979-04-04 | -27.8 |  | 866 | NO CURRENT TENURE
42320081 | Glendower Formation | 1979-09-21 | -27.82 |  | 866 | NO CURRENT TENURE
42320081 | Glendower Formation | 1980-03-06 | -27.94 |  | 866 | NO CURRENT TENURE
42320081 | Glendower Formation | 1980-09-03 | -27.9 |  | 866 | NO CURRENT TENURE
42320081 | Glendower Formation | 1981-03-05 | -27.84 |  | 866 | NO CURRENT TENURE
42320081 | Glendower Formation | 1984-07-08 | -27.83 |  | 866 | NO CURRENT TENURE
42320081 | Glendower Formation | 1987-07-19 | -27.85 |  | 866 | NO CURRENT TENURE
42320081 | Glendower Formation | 2004-11-17 | -27.99 |  | 866 | NO CURRENT TENURE
42320081 | Glendower Formation | 2007-08-01 | -28.21 |  | 866 | NO CURRENT TENURE
42320082 | Glendower Formation | 1972-08-31 | -9.02 |  | 866 | NO CURRENT TENURE
42320082 | Glendower Formation | 1972-12-04 | -9.02 |  | 866 | NO CURRENT TENURE
42320082 | Glendower Formation | 1973-02-27 | -9.02 |  | 866 | NO CURRENT TENURE
42320082 | Glendower Formation | 1973-07-02 | -7.38 |  | 866 | NO CURRENT TENURE
42320082 | Glendower Formation | 1973-10-04 | -7.45 |  | 866 | NO CURRENT TENURE
42320082 | Glendower Formation | 1974-03-06 | -7.66 |  | 866 | NO CURRENT TENURE
42320082 | Glendower Formation | 1974-07-23 | -7.8 |  | 866 | NO CURRENT TENURE
42320082 | Glendower Formation | 1975-01-22 | -9.02 |  | 866 | NO CURRENT TENURE
42320082 | Glendower Formation | 1975-06-05 | -9.02 |  | 866 | NO CURRENT TENURE
42320082 | Glendower Formation | 1975-10-28 | -9.02 |  | 866 | NO CURRENT TENURE
42320082 | Glendower Formation | 1976-02-03 | -9.02 |  | 866 | NO CURRENT TENURE
42320082 | Glendower Formation | 1976-05-17 | -9.02 |  | 866 | NO CURRENT TENURE
42320082 | Glendower Formation | 1976-09-20 | -7.35 |  | 866 | NO CURRENT TENURE
42320082 | Glendower Formation | 1977-05-04 | -7.62 |  | 866 | NO CURRENT TENURE
42320082 | Glendower Formation | 1977-10-19 | -7.78 |  | 866 | NO CURRENT TENURE
42320082 | Glendower Formation | 1978-04-07 | -9.02 |  | 866 | NO CURRENT TENURE
42320082 | Glendower Formation | 1978-09-19 | -7.65 |  | 866 | NO CURRENT TENURE
42320082 | Glendower Formation | 1979-04-04 | -7.82 |  | 866 | NO CURRENT TENURE
42320082 | Glendower Formation | 1979-09-21 | -9.02 |  | 866 | NO CURRENT TENURE
42320082 | Glendower Formation | 1980-03-06 | -9.02 |  | 866 | NO CURRENT TENURE
42320082 | Glendower Formation | 1980-09-03 | -9.02 |  | 866 | NO CURRENT TENURE
42320082 | Glendower Formation | 1981-03-05 | -9.02 |  | 866 | NO CURRENT TENURE
42320082 | Glendower Formation | 1984-07-08 | -9.02 |  | 866 | NO CURRENT TENURE
42320082 | Glendower Formation | 1987-07-19 | -7.89 |  | 866 | NO CURRENT TENURE
42320082 | Glendower Formation | 2004-11-17 | -7.57 |  | 866 | NO CURRENT TENURE
42320082 | Glendower Formation | 2007-08-01 | -7.56 |  | 866 | NO CURRENT TENURE
42320083 | Glendower Formation | 1971-08-05 | -49.7 |  | 866 | NO CURRENT TENURE
42320083 | Glendower Formation | 1971-10-27 | -39.61 |  | 866 | NO CURRENT TENURE
42320083 | Glendower Formation | 1973-02-27 | -39.35 |  | 866 | NO CURRENT TENURE
42320083 | Glendower Formation | 1973-06-12 | -39.3 |  | 866 | NO CURRENT TENURE
42320083 | Glendower Formation | 1973-10-04 | -39.41 |  | 866 | NO CURRENT TENURE
42320083 | Glendower Formation | 1974-03-06 | -39.5 |  | 866 | NO CURRENT TENURE
42320083 | Glendower Formation | 1974-07-23 | -39.66 |  | 866 | NO CURRENT TENURE
42320083 | Glendower Formation | 1975-01-22 | -39.53 |  | 866 | NO CURRENT TENURE
42320083 | Glendower Formation | 1975-06-05 | -39.74 |  | 866 | NO CURRENT TENURE
42320083 | Glendower Formation | 1975-10-28 | -39.51 |  | 866 | NO CURRENT TENURE
42320083 | Glendower Formation | 1976-02-03 | -39.53 |  | 866 | NO CURRENT TENURE
42320083 | Glendower Formation | 1976-05-17 | -39.52 |  | 866 | NO CURRENT TENURE
42320083 | Glendower Formation | 1976-09-20 | -39.44 |  | 866 | NO CURRENT TENURE
42320083 | Glendower Formation | 1977-05-04 | -39.54 |  | 866 | NO CURRENT TENURE
42320083 | Glendower Formation | 1977-10-19 | -39.4 |  | 866 | NO CURRENT TENURE
42320083 | Glendower Formation | 1978-04-07 | -39.35 |  | 866 | NO CURRENT TENURE
42320083 | Glendower Formation | 1978-09-19 | -39.41 |  | 866 | NO CURRENT TENURE
42320083 | Glendower Formation | 1979-04-04 | -39.31 |  | 866 | NO CURRENT TENURE
42320083 | Glendower Formation | 1979-09-20 | -39.33 |  | 866 | NO CURRENT TENURE
42320083 | Glendower Formation | 1980-03-06 | -39.39 |  | 866 | NO CURRENT TENURE
42320083 | Glendower Formation | 1980-09-03 | -39.32 |  | 866 | NO CURRENT TENURE
42320083 | Glendower Formation | 1981-03-05 | -39.26 |  | 866 | NO CURRENT TENURE
42320083 | Glendower Formation | 1984-07-08 | -39.09 |  | 866 | NO CURRENT TENURE
42320083 | Glendower Formation | 1987-07-16 | -38.9 |  | 866 | NO CURRENT TENURE
42320083 | Glendower Formation | 2004-11-22 | -29.62 |  | 866 | NO CURRENT TENURE
42320083 | Glendower Formation | 2007-08-01 | -38.7 |  | 866 | NO CURRENT TENURE
42320091 | Winton Formation | 1971-09-01 | -33.9 |  | 866 | NO CURRENT TENURE
42320091 | Winton Formation | 1971-10-26 | -33.51 |  | 866 | NO CURRENT TENURE
42320091 | Winton Formation | 1972-01-26 | -33.44 |  | 866 | NO CURRENT TENURE
42320091 | Winton Formation | 1972-05-02 | -33.56 |  | 866 | NO CURRENT TENURE
42320091 | Winton Formation | 1972-08-28 | -33.51 |  | 866 | NO CURRENT TENURE
42320091 | Winton Formation | 1972-12-01 | -33.5 |  | 866 | NO CURRENT TENURE
42320091 | Winton Formation | 1973-03-06 | -33.46 |  | 866 | NO CURRENT TENURE
42320091 | Winton Formation | 1973-06-07 | -33.53 |  | 866 | NO CURRENT TENURE
42320091 | Winton Formation | 1973-10-05 | -33.35 |  | 866 | NO CURRENT TENURE
42320091 | Winton Formation | 1974-03-07 | -33.42 |  | 866 | NO CURRENT TENURE
42320091 | Winton Formation | 1974-07-26 | -33.52 |  | 866 | NO CURRENT TENURE
42320091 | Winton Formation | 1975-01-23 | -33.49 |  | 866 | NO CURRENT TENURE
42320091 | Winton Formation | 1975-06-05 | -33.66 |  | 866 | NO CURRENT TENURE
42320091 | Winton Formation | 1975-10-29 | -33.42 |  | 866 | NO CURRENT TENURE
42320091 | Winton Formation | 1976-02-09 | -33.33 |  | 866 | NO CURRENT TENURE
42320091 | Winton Formation | 1976-09-20 | -33.3 |  | 866 | NO CURRENT TENURE
42320091 | Winton Formation | 1977-05-04 | -33.32 |  | 866 | NO CURRENT TENURE
42320091 | Winton Formation | 1977-10-19 | -33.32 |  | 866 | NO CURRENT TENURE
42320091 | Winton Formation | 1978-04-20 | -33.29 |  | 866 | NO CURRENT TENURE
42320091 | Winton Formation | 1978-09-22 | -35.42 |  | 866 | NO CURRENT TENURE
42320091 | Winton Formation | 1979-04-03 | -33.19 |  | 866 | NO CURRENT TENURE
42320091 | Winton Formation | 1979-09-21 | -33.2 |  | 866 | NO CURRENT TENURE
42320091 | Winton Formation | 1980-03-06 | -33.32 |  | 866 | NO CURRENT TENURE
42320091 | Winton Formation | 1980-09-05 | -33.33 |  | 866 | NO CURRENT TENURE
42320091 | Winton Formation | 1981-03-09 | -33.23 |  | 866 | NO CURRENT TENURE
42320091 | Winton Formation | 1984-07-08 | -33.22 |  | 866 | NO CURRENT TENURE
42320091 | Winton Formation | 2004-11-23 | -33.4 |  | 866 | NO CURRENT TENURE
42320092 | Unknown | 1971-10-26 | -31.11 |  | 866 | NO CURRENT TENURE
42320092 | Unknown | 1972-01-26 | -31.11 |  | 866 | NO CURRENT TENURE
42320092 | Unknown | 1972-05-02 | -31.11 |  | 866 | NO CURRENT TENURE
42320092 | Unknown | 1972-08-28 | -31.11 |  | 866 | NO CURRENT TENURE
42320092 | Unknown | 1972-12-01 | -31.11 |  | 866 | NO CURRENT TENURE
42320092 | Unknown | 1973-03-06 | -31.11 |  | 866 | NO CURRENT TENURE
42320092 | Unknown | 1973-06-07 | -31.11 |  | 866 | NO CURRENT TENURE
42320092 | Unknown | 1973-10-05 | -31.11 |  | 866 | NO CURRENT TENURE
42320092 | Unknown | 1974-03-07 | -31.11 |  | 866 | NO CURRENT TENURE
42320092 | Unknown | 1974-07-26 | -31.11 |  | 866 | NO CURRENT TENURE
42320092 | Unknown | 1975-01-23 | -31.11 |  | 866 | NO CURRENT TENURE
42320092 | Unknown | 1975-06-05 | -31.11 |  | 866 | NO CURRENT TENURE
42320092 | Unknown | 1975-10-29 | -31.11 |  | 866 | NO CURRENT TENURE
42320092 | Unknown | 1976-02-09 | -31.11 |  | 866 | NO CURRENT TENURE
42320092 | Unknown | 1976-09-20 | -31.11 |  | 866 | NO CURRENT TENURE
42320092 | Unknown | 1977-05-04 | -31.11 |  | 866 | NO CURRENT TENURE
42320092 | Unknown | 1977-10-19 | -31.11 |  | 866 | NO CURRENT TENURE
42320092 | Unknown | 1978-04-20 | -31.11 |  | 866 | NO CURRENT TENURE
42320092 | Unknown | 1978-09-22 | -31.11 |  | 866 | NO CURRENT TENURE
42320092 | Unknown | 1979-04-03 | -31.11 |  | 866 | NO CURRENT TENURE
42320092 | Unknown | 1979-09-21 | -31.11 |  | 866 | NO CURRENT TENURE
42320092 | Unknown | 1980-03-06 | -31.11 |  | 866 | NO CURRENT TENURE
42320092 | Unknown | 1980-09-05 | -31.11 |  | 866 | NO CURRENT TENURE
42320092 | Unknown | 1981-03-09 | -31.11 |  | 866 | NO CURRENT TENURE
42320092 | Unknown | 1984-07-08 | -31.11 |  | 866 | NO CURRENT TENURE
42320092 | Unknown | 2004-11-23 | -30.3 |  | 866 | NO CURRENT TENURE
42320093 | Unknown | 1971-10-26 | -13.11 |  | 866 | NO CURRENT TENURE
42320093 | Unknown | 1972-01-27 | -57.09 |  | 866 | NO CURRENT TENURE
42320093 | Unknown | 1972-05-03 | -57.09 |  | 866 | NO CURRENT TENURE
42320093 | Unknown | 1972-08-28 | -57.09 |  | 866 | NO CURRENT TENURE
42320093 | Unknown | 1972-12-06 | -57.09 |  | 866 | NO CURRENT TENURE
42320093 | Unknown | 1973-03-08 | -57.09 |  | 866 | NO CURRENT TENURE
42320093 | Unknown | 1973-06-12 | -57.09 |  | 866 | NO CURRENT TENURE
42320093 | Unknown | 1973-10-05 | -57.09 |  | 866 | NO CURRENT TENURE
42320093 | Unknown | 1974-03-06 | -22.7 |  | 866 | NO CURRENT TENURE
42320093 | Unknown | 1974-07-25 | -22.69 |  | 866 | NO CURRENT TENURE
42320093 | Unknown | 1975-01-23 | -22.57 |  | 866 | NO CURRENT TENURE
42320093 | Unknown | 1975-06-05 | -57.09 |  | 866 | NO CURRENT TENURE
42320093 | Unknown | 1975-10-28 | -57.09 |  | 866 | NO CURRENT TENURE
42320093 | Unknown | 1976-05-17 | -57.09 |  | 866 | NO CURRENT TENURE
42320093 | Unknown | 1976-09-17 | -57.09 |  | 866 | NO CURRENT TENURE
42320093 | Unknown | 1977-05-04 | -57.09 |  | 866 | NO CURRENT TENURE
42320093 | Unknown | 1977-10-19 | -57.09 |  | 866 | NO CURRENT TENURE
42320093 | Unknown | 1978-04-07 | -57.09 |  | 866 | NO CURRENT TENURE
42320093 | Unknown | 1978-09-19 | -57.09 |  | 866 | NO CURRENT TENURE
42320093 | Unknown | 1979-04-04 | -57.09 |  | 866 | NO CURRENT TENURE
42320093 | Unknown | 1979-09-21 | -57.09 |  | 866 | NO CURRENT TENURE
42320093 | Unknown | 1980-03-06 | -57.09 |  | 866 | NO CURRENT TENURE
42320093 | Unknown | 1980-09-04 | -57.09 |  | 866 | NO CURRENT TENURE
42320093 | Unknown | 1981-03-09 | -57.09 |  | 866 | NO CURRENT TENURE
42320093 | Unknown | 1984-07-08 | -57.09 |  | 866 | NO CURRENT TENURE
42320093 | Unknown | 1987-07-16 | -13.74 |  | 866 | NO CURRENT TENURE
42320093 | Unknown | 2004-11-23 | -13.7 |  | 866 | NO CURRENT TENURE
42320094 | Winton Formation | 1971-08-04 | -22.9 |  | 866 | NO CURRENT TENURE
42320094 | Winton Formation | 1971-10-26 | -22.54 |  | 866 | NO CURRENT TENURE
42320094 | Winton Formation | 1972-01-27 | -22.59 |  | 866 | NO CURRENT TENURE
42320094 | Winton Formation | 1972-05-03 | -22.67 |  | 866 | NO CURRENT TENURE
42320094 | Winton Formation | 1972-08-28 | -22.69 |  | 866 | NO CURRENT TENURE
42320094 | Winton Formation | 1972-12-06 | -22.51 |  | 866 | NO CURRENT TENURE
42320094 | Winton Formation | 1973-03-08 | -22.56 |  | 866 | NO CURRENT TENURE
42320094 | Winton Formation | 1973-06-12 | -22.5 |  | 866 | NO CURRENT TENURE
42320094 | Winton Formation | 1973-10-05 | -22.46 |  | 866 | NO CURRENT TENURE
42320094 | Winton Formation | 1974-03-06 | -14.1 |  | 866 | NO CURRENT TENURE
42320094 | Winton Formation | 1974-07-25 | -14.1 |  | 866 | NO CURRENT TENURE
42320094 | Winton Formation | 1975-01-23 | -14.1 |  | 866 | NO CURRENT TENURE
42320094 | Winton Formation | 1975-06-05 | -22.75 |  | 866 | NO CURRENT TENURE
42320094 | Winton Formation | 1975-10-29 | -22.58 |  | 866 | NO CURRENT TENURE
42320094 | Winton Formation | 1976-05-17 | -22.51 |  | 866 | NO CURRENT TENURE
42320094 | Winton Formation | 1976-09-17 | -22.47 |  | 866 | NO CURRENT TENURE
42320094 | Winton Formation | 1977-05-04 | -22.56 |  | 866 | NO CURRENT TENURE
42320094 | Winton Formation | 1977-10-19 | -22.48 |  | 866 | NO CURRENT TENURE
42320094 | Winton Formation | 1978-04-07 | -22.44 |  | 866 | NO CURRENT TENURE
42320094 | Winton Formation | 1978-09-19 | -22.42 |  | 866 | NO CURRENT TENURE
42320094 | Winton Formation | 1979-04-04 | -22.36 |  | 866 | NO CURRENT TENURE
42320094 | Winton Formation | 1979-09-21 | -22.3 |  | 866 | NO CURRENT TENURE
42320094 | Winton Formation | 1980-03-06 | -22.47 |  | 866 | NO CURRENT TENURE
42320094 | Winton Formation | 1980-09-04 | -22.44 |  | 866 | NO CURRENT TENURE
42320094 | Winton Formation | 1981-03-09 | -22.4 |  | 866 | NO CURRENT TENURE
42320094 | Winton Formation | 1984-07-08 | -22.5 |  | 866 | NO CURRENT TENURE
42320094 | Winton Formation | 1987-07-16 | -22.47 |  | 866 | NO CURRENT TENURE
42320094 | Winton Formation | 2004-11-23 | -22.48 |  | 866 | NO CURRENT TENURE
3930 | Unknown | 1911-01-01 | -32 |  | 946
3934 | Unknown | 1913-01-01 | -36.5 |  | 946
3935 | Unknown | 1913-01-01 | -39.6 |  | 946
3937 | Winton Formation | 1914-03-28 | -64.3 |  | 946
3939 | Winton Formation | 1915-08-03 | -45.7 |  | 946
3940 | Winton Formation | 1915-10-02 | -30.5 |  | 946
3941 | Winton Formation | 1914-01-01 | -27.4 |  | 946
3942 | Winton Formation | 1914-01-01 | -30.5 |  | 946
7698 | Winton Formation | 1922-01-01 | -45.72 |  | 946
7699 | Winton Formation | 1922-01-01 | -22.8 |  | 946
7701 | Winton Formation | 1923-01-01 | -78.95 |  | 946
7703 | Winton Formation | 1943-07-26 | -18.3 |  | 946
9465 | Unknown | 1912-01-01 | -9.1 |  | 946
9467 | Winton Formation | 1921-01-01 | -76.2 |  | 946
9468 | Winton Formation | 1925-01-01 | -76.2 |  | 946
9479 | Winton Formation | 1923-01-01 | -61 |  | 946
9480 | Winton Formation | 1925-01-01 | -18.3 |  | 946
12197 | Winton Formation | 1953-04-09 | -78.3 |  | 946
12689 | Winton Formation | 1954-09-02 | -70.1 |  | 946
12816 | Winton Formation | 1955-03-05 | -22.8 |  | 946
12876 | Winton Formation | 1955-06-25 | -30.48 |  | 946
12960 | Winton Formation | 1955-11-19 | -45.7 |  | 946
13005 | Winton Formation | 1955-06-25 | -30.5 |  | 946
13036 | Winton Formation | 1955-09-01 | -50.3 |  | 946
13348 | Winton Formation | 1957-05-03 | -35.05 |  | 946
15119 | Winton Formation | 1965-10-03 | -15.24 |  | 946
15186 | Winton Formation | 1962-06-28 | -24.4 |  | 946
15295 | Winton Formation | 1962-08-04 | -27.4 |  | 946
15541 | Winton Formation | 1963-06-30 | -61 |  | 946
15578 | Winton Formation | 1963-08-04 | -36.6 |  | 946
15968 | Winton Formation | 1964-08-22 | -19.2 |  | 946
16437 | Winton Formation | 1965-11-07 | -22.86 |  | 946
16526 | Winton Formation | 1966-04-23 | -14.63 |  | 946
30665 | Winton Formation | 1969-01-30 | -20.4 |  | 946
30695 | Winton Formation | 1970-01-01 | -10 |  | 946
35886 | Glendower Formation | 1970-10-18 | -14.6 |  | 946
35887 | Tertiary | 1970-11-10 | -14.6 |  | 946
35976 | Tertiary | 1970-01-01 | -13.7 |  | 946
50321 | Winton Formation | 1981-10-21 | -21 |  | 946
50440 | Glendower Formation | 1983-07-25 | -20.7 |  | 946
50494 | Winton Formation | 1984-10-15 | -13 |  | 946
118210 | Unknown | 2003-03-11 | -48 |  | 946
60 | Unknown | 1918-03-14 |  | 15.85 | 974
60 | Unknown | 1919-02-02 |  | 17.37 | 974
60 | Unknown | 1922-04-30 |  | 12.27 | 974
60 | Unknown | 1923-09-30 |  | 12.27 | 974
60 | Unknown | 1924-07-20 |  | 11.8 | 974
60 | Unknown | 1925-06-03 |  | 10.9 | 974
60 | Unknown | 1926-07-03 |  | 11.95 | 974
60 | Unknown | 1928-06-06 |  | 6.71 | 974
60 | Unknown | 1975-07-14 |  | 4.43 | 974
60 | Unknown | 1977-05-23 |  | 4.42 | 974
92 | Unknown | 1916-11-05 |  | 17.68 | 974
1084 | Unknown | 1952-12-10 |  | -0.3 | 974
1084 | Unknown | 1957-09-19 |  | -0.3 | 974
1084 | Unknown | 1967-12-21 | -45.7 |  | 974
1085 | Unknown | 1919-04-01 |  | 10.36 | 974
1085 | Unknown | 1919-09-01 |  | 10.36 | 974
1085 | Unknown | 1952-12-10 |  | -0.91 | 974
1085 | Unknown | 1957-09-01 |  | 0 | 974
1085 | Hutton Sandstone | 1967-02-21 | -3.7 |  | 974
1085 | Unknown | 1967-02-21 |  | -3.66 | 974
1961 | Unknown | 1923-05-21 |  | -7.62 | 974
1961 | Unknown | 1939-05-19 |  | -12.19 | 974
1961 | Unknown | 1948-08-06 | -12.19 |  | 974
1961 | Unknown | 1948-08-06 |  | -12.19 | 974
1961 | Unknown | 1/01/1895 | 0 |  | 974
1962 | Unknown | 1919-01-22 |  | 0 | 974
1962 | Unknown | 1939-05-19 |  | -12.19 | 974
1962 | Unknown | 1948-08-06 |  | -12.19 | 974
1962 | Unknown | 1952-08-20 | -12.19 |  | 974
1962 | Unknown | 1959-08-20 |  | -12.19 | 974
1962 | Unknown | 1967-02-16 |  | -12.19 | 974
1962 | Unknown | 1/01/1898 | 0 |  | 974
1963 | Unknown | 1901-01-01 |  | -1.83 | 974
1963 | Unknown | 1913-11-16 |  | -19.81 | 974
1963 | Unknown | 1939-10-09 |  | -19.81 | 974
1964 | Wyandra Sandstone Member | 1923-08-21 | -4.6 |  | 974
1965 | Unknown | 1917-01-01 | 0 |  | 974
1965 | Unknown | 1948-08-06 | -12.19 |  | 974
1966 | Unknown | 1948-08-06 |  | -1.52 | 974
1966 | Unknown | 1969-09-23 |  | -3.05 | 974
1967 | Unknown | 1919-05-25 |  | -1.52 | 974
1967 | Unknown | 1926-04-30 |  | -7.16 | 974
1967 | Unknown | 1941-10-03 |  | -3.6 | 974
1967 | Unknown | 1944-07-01 |  | -12.8 | 974
1967 | Unknown | 1957-09-14 |  | -6.1 | 974
1967 | Unknown | 1967-02-21 |  | -18.29 | 974
1967 | Unknown | 1976-04-17 | -13 |  | 974
1967 | Unknown | 1976-04-17 |  | -13 | 974
1968 | Unknown | 1919-01-01 |  | 9.75 | 974
1968 | Unknown | 1919-07-30 |  | 9.75 | 974
1968 | Unknown | 1922-01-01 |  | 8.23 | 974
1968 | Unknown | 1922-05-26 |  | 8.08 | 974
1968 | Unknown | 1923-05-31 |  | 7.32 | 974
1968 | Hutton Sandstone | 1967-02-20 | -1.2 |  | 974
1968 | Unknown | 1967-02-20 |  | -0.37 | 974
1969 | Unknown | 1939-10-14 |  | -9.14 | 974
1969 | Unknown | 1948-08-06 |  | -9.14 | 974
1969 | Hutton Sandstone | 1967-02-16 | -21.3 |  | 974
1969 | Unknown | 1967-07-16 |  | -21.34 | 974
1970 | Unknown | 1924-01-01 |  | 7.01 | 974
1970 | Unknown | 1924-04-26 |  | 7.99 | 974
2925 | Unknown | 1939-05-31 |  | -6.4 | 974
2925 | Unknown | 1956-08-30 |  | -0.91 | 974
2925 | Hutton Sandstone | 1967-02-19 | -4 |  | 974
2925 | Unknown | 1967-02-19 |  | -3.96 | 974
2926 | Unknown | 1916-01-01 |  | -24.38 | 974
2926 | Unknown | 1937-04-23 |  | -24.38 | 974
2926 | Unknown | 1956-08-31 |  | -30.48 | 974
2926 | Unknown | 31/12/1899 |  | 52 | 974
3264 | Unknown | 1911-06-27 |  | -4.57 | 974
3264 | Unknown | 1916-11-11 |  | -13.87 | 974
3264 | Unknown | 1939-10-16 |  | -30.48 | 974
3264 | Unknown | 1956-09-19 |  | -18.29 | 974
3264 | Unknown | 1967-02-20 |  | -21.34 | 974
3585 | Unknown | 1967-06-06 | -7.01 |  | 974
3585 | Unknown | 1967-06-06 |  | -7.01 | 974
3585 | Unknown | 1969-09-25 | -12.19 |  | 974
3585 | Unknown | 1969-09-25 |  | -12.19 | 974
3585 | Unknown | 31/12/1899 |  | 25 | 974
3592 | Unknown | 1907-11-01 |  | -14 | 974
3592 | Unknown | 1915-05-12 |  | -9.14 | 974
3592 | Unknown | 1/01/1815 | -9.1 |  | 974
3608 | Unknown | 1925-07-28 |  | 6.68 | 974
3615 | Unknown | 1938-03-18 |  | -6.1 | 974
3615 | Unknown | 1962-06-07 |  | -17.37 | 974
3615 | Unknown | 1969-09-30 |  | -4.88 | 974
3616 | Unknown | 1938-03-18 |  | -1.52 | 974
3616 | Unknown | 1944-10-27 |  | -3.05 | 974
3616 | Unknown | 1967-06-07 |  | -12.19 | 974
3616 | Unknown | 1969-09-30 |  | -9.14 | 974
3616 | Unknown | 1969-10-14 | -9.1 |  | 974
3616 | Unknown | 2005-06-30 | -12.1 |  | 974
3619 | Unknown | 1967-06-07 |  | 1.07 | 974
3619 | Unknown | 1967-06-26 |  | -1.07 | 974
3619 | Unknown | 1967-08-26 |  | 1.07 | 974
3619 | Unknown | 1967-09-11 | -1 |  | 974
3619 | Unknown | 1967-10-13 |  | -1.07 | 974
3619 | Unknown | 1985-06-12 |  | 1.07 | 974
3620 | Unknown | 1926-07-07 |  | 3.66 | 974
3620 | Unknown | 1947-06-24 |  | -1.83 | 974
3620 | Unknown | 1967-06-07 |  | -4.27 | 974
3620 | Unknown | 1969-09-30 |  | -3.66 | 974
3620 | Unknown | 1969-10-14 | -3.7 |  | 974
3624 | Wallumbilla Formation | 1915-01-01 | -14 |  | 974
3624 | Wallumbilla Formation | 1969-09-25 | -14.02 |  | 974
3664 | Unknown | 31/12/1899 |  | 66 | 974
3670 | Unknown | 1948-05-07 |  | -3.66 | 974
3670 | Unknown | 1955-09-13 |  | -4.57 | 974
3670 | Unknown | 1967-06-21 |  | -5.49 | 974
3670 | Unknown | 1967-06-26 | 5.5 |  | 974
3670 | Unknown | 31/12/1899 |  | 57 | 974
4070 | Unknown | 1969-10-13 | -36.6 |  | 974
4070 | Unknown | 2005-11-26 | -37.2 |  | 974
4071 | Unknown | 1969-09-24 | -71.6 |  | 974
4369 | Unknown | 1911-08-11 |  | -8.84 | 974
4369 | Unknown | 1913-11-11 |  | -11.28 | 974
4369 | Unknown | 1937-04-05 |  | -20.73 | 974
4369 | Unknown | 1967-02-15 |  | -27.43 | 974
4369 | Injune Creek Group | 27/04/1876 | -22.9 |  | 974
4369 | Unknown | 31/12/1899 |  | 22 | 974
4370 | Unknown | 1911-08-09 |  | -5.79 | 974
4370 | Unknown | 1937-06-07 |  | -21.34 | 974
4370 | Unknown | 1964-06-12 |  | -27.43 | 974
4370 | Unknown | 1967-02-14 |  | -7.62 | 974
4376 | Unknown | 1967-02-15 |  | -9.45 | 974
4377 | Hooray Sandstone | 1967-02-19 | -6.1 |  | 974
4380 | Unknown | 1926-12-25 |  | -4.88 | 974
4380 | Hutton Sandstone | 1967-02-17 | 4.3 |  | 974
4380 | Unknown | 1967-02-17 |  | -4.27 | 974
4380 | Unknown | 1989-01-19 |  | -3 | 974
4455 | Unknown | 1995-08-16 |  | 16.55 | 974
4455 | Unknown | 1999-03-16 |  | 16.14 | 974
4460 | Unknown | 1923-05-30 |  | 18.9 | 974
5948 | Unknown | 1923-01-01 | -15.2 |  | 974
6040 | Unknown | 1969-10-13 | -36.6 |  | 974
6041 | Unknown | 1924-01-01 | -54.9 |  | 974
7197 | Unknown | 1939-05-30 |  | 5.63 | 974
7197 | Unknown | 1941-10-02 |  | 7.01 | 974
7668 | Hutton Sandstone | 1925-01-01 | -9.1 |  | 974
7676 | Unknown | 1940-06-12 | -6.1 |  | 974
10540 | Unknown | 1930-01-01 | -53.3 |  | 974
10947 | Unknown | 1947-12-01 |  | 19.02 | 974
10947 | Unknown | 1957-05-29 |  | 17.61 | 974
11086 | Unknown | 1948-10-01 |  | 15.5 | 974
11086 | Unknown | 1995-08-15 |  | 10.01 | 974
11486 | Unknown | 1950-02-18 | -6.1 |  | 974
11529 | Unknown | 1949-09-29 |  | -47.24 | 974
11529 | Unknown | 1949-10-29 | -47.2 |  | 974
13264 | Gilbert River Formation | 1957-06-05 | 7.7 |  | 974
13264 | Unknown | 1957-06-06 |  | 7.74 | 974
13264 | Unknown | 1971-01-06 |  | 5.63 | 974
13264 | Unknown | 1988-09-29 |  | 5.31 | 974
13264 | Unknown | 1990-03-14 |  | 5.52 | 974
13264 | Unknown | 1992-07-02 |  | 5.01 | 974
13264 | Unknown | 1996-07-11 |  | 4.8 | 974
13264 | Unknown | 1999-02-04 |  | 5.21 | 974
13264 | Unknown | 2003-11-13 |  | 7.19 | 974
13264 | Unknown | 2005-06-08 |  | 7.12 | 974
13264 | Unknown | 2008-05-20 |  | 8.57 | 974
13264 | Unknown | 2009-12-08 |  | 9.3 | 974
13264 | Unknown | 2010-09-03 |  | 9.28 | 974
13869 | Unknown | 1959-09-07 |  | 13.7 | 974
15413 | Hutton Sandstone | 1963-02-04 | 9.5 |  | 974
15413 | Unknown | 1963-03-14 |  | 9.51 | 974
15413 | Unknown | 1971-01-07 |  | 8.55 | 974
15413 | Unknown | 1974-11-23 |  | 8.68 | 974
15413 | Unknown | 1976-06-09 |  | 7.66 | 974
15413 | Unknown | 1986-03-20 |  | 8.38 | 974
15413 | Unknown | 1990-03-15 |  | 7.56 | 974
15413 | Unknown | 1992-07-01 |  | 6.74 | 974
15413 | Unknown | 1996-07-22 |  | 7.66 | 974
15413 | Unknown | 1999-02-12 |  | 7.97 | 974
15413 | Unknown | 2003-11-12 |  | 9.8 | 974
15413 | Unknown | 2005-06-08 |  | 9.36 | 974
15413 | Unknown | 2008-05-21 |  | 10.27 | 974
16271 | Unknown | 1965-08-08 | -1.5 |  | 974
17480 | Hutton Sandstone | 1967-11-09 | -36.6 |  | 974
51945 | Hutton Sandstone | 1984-12-12 | -11.45 |  | 974
69489 | Hutton Sandstone | 1988-03-04 | -38 |  | 974
69588 | Unknown | 1989-10-12 |  | 16.47 | 974
69588 | Unknown | 1999-02-02 |  | 16.04 | 974
69776 | Hooray Sandstone | 1993-02-10 | -64 |  | 974
93470 | Unknown | 1998-11-29 |  | 11.54 | 974
93470 | Unknown | 2008-06-04 |  | 14.59 | 974
93590 | Unknown | 1999-07-17 |  | 1.94 | 974
93590 | Unknown | 2003-03-05 |  | 3.17 | 974
93590 | Unknown | 2008-05-21 |  | 5.67 | 974
93626 | Unknown | 2001-06-21 |  | 2.55 | 974
93626 | Unknown | 2003-03-05 |  | 4.13 | 974
93651 | Unknown | 2000-02-02 |  | 13.89 | 974
93747 | Unknown | 2000-10-11 |  | 8.17 | 974
93747 | Unknown | 2003-11-11 |  | 9.65 | 974
93872 | Unknown | 2003-05-11 |  | -3.8 | 974
118246 | Unknown | 2003-05-25 |  | 1.94 | 974
118246 | Unknown | 2009-06-16 |  | 3.85 | 974
146018 | Unknown | 2008-03-10 |  | 16.34 | 974
146018 | Unknown | 2009-03-16 |  | 17.94 | 974
146277 | Unknown | 2010-04-05 |  | 15.32 | 974
146277 | Unknown | 2010-06-01 |  | 13.15 | 974
146281 | Unknown | 2010-06-01 |  | 15.5 | 974
146281 | Unknown | 2010-07-12 |  | 21.91 | 974
123 | Unknown | 1918-01-01 | -46.3 |  | 978
123 | Unknown | 1985-11-27 | -7.23 |  | 978
299 | Unknown | 1906-01-01 |  | 19.81 | 978
299 | Unknown | 1923-08-23 |  | 11.58 | 978
299 | Unknown | 1932-04-01 |  | 4.27 | 978
299 | Unknown | 1934-07-24 |  | 7.92 | 978
299 | Unknown | 1972-07-11 | 9.5 |  | 978
299 | Unknown | 1972-07-11 |  | 9.16 | 978
299 | Unknown | 1980-11-27 |  | 10.35 | 978
361 | Unknown | 1940-04-24 |  | -30 | 978
361 | Unknown | 1940-04-30 | -39.6 |  | 978
362 | Unknown | 1911-01-01 |  | 5.6 | 978
362 | Unknown | 1949-06-06 |  | -0.61 | 978
362 | Unknown | 1953-03-19 |  | -1.5 | 978
362 | Unknown | 1957-11-01 |  | -1.5 | 978
1039 | Unknown | 1904-01-01 | 0 |  | 978
1039 | Unknown | 1912-09-04 | -7.3 |  | 978
1039 | Unknown | 1912-09-04 |  | -7.32 | 978
1039 | Unknown | 1919-02-01 | -11.58 |  | 978
1039 | Unknown | 1919-02-01 |  | -11.58 | 978
1039 | Unknown | 1925-11-03 | -12.19 |  | 978
1039 | Unknown | 1925-11-03 |  | -12.19 | 978
1039 | Unknown | 1949-04-06 | -15.24 |  | 978
1039 | Unknown | 1949-04-06 |  | -15.24 | 978
1039 | Unknown | 1953-03-24 | -12.19 |  | 978
1039 | Unknown | 1953-03-24 |  | -12.19 | 978
1039 | Unknown | 1969-09-19 | -15.64 |  | 978
1039 | Unknown | 1969-09-19 |  | -15.65 | 978
1039 | Unknown | 2006-05-22 | -16.09 |  | 978
1039 | Unknown | 2006-05-22 |  | -16.09 | 978
1041 | Warang Sandstone | 1925-11-03 | -7.31 |  | 978
1041 | Unknown | 1925-11-03 |  | -7.32 | 978
1041 | Warang Sandstone | 1939-06-08 | -5.5 |  | 978
1041 | Unknown | 1939-06-08 |  | -5.49 | 978
1041 | Warang Sandstone | 1969-09-21 | -20.35 |  | 978
1041 | Unknown | 1969-09-21 |  | -20.32 | 978
1041 | Warang Sandstone | 1981-02-02 | -12.19 |  | 978
1041 | Unknown | 1981-02-02 |  | -12.19 | 978
1042 | Unknown | 1914-05-01 |  | 5.49 | 978
1045 | Unknown | 1909-12-11 |  | -0.61 | 978
1045 | Unknown | 1910-07-30 |  | -1.32 | 978
1045 | Unknown | 1912-06-28 |  | -2.9 | 978
1045 | Unknown | 1938-02-07 |  | -7.62 | 978
1046 | Unknown | 1913-06-01 | -2.44 |  | 978
1046 | Unknown | 1975-01-31 | -18.3 |  | 978
1046 | Unknown | 1984-11-19 | -26.8 |  | 978
1047 | Unknown | 1912-09-01 |  | 26 | 978
1049 | Unknown | 1914-02-01 |  | 3.47 | 978
1049 | Unknown | 1914-05-21 |  | 3.47 | 978
1049 | Unknown | 1939-06-08 |  | -3.05 | 978
1049 | Unknown | 1939-09-08 | -3.05 |  | 978
1049 | Unknown | 1953-03-24 | -2.74 |  | 978
1049 | Unknown | 1953-03-24 |  | -2.74 | 978
1049 | Unknown | 1981-02-02 | -3.05 |  | 978
1049 | Unknown | 1981-02-02 |  | -3.05 | 978
1050 | Unknown | 1948-04-26 | -1.82 |  | 978
1050 | Unknown | 1948-04-26 |  | -1.83 | 978
1050 | Unknown | 1953-03-21 | -4.1 |  | 978
1050 | Unknown | 1953-03-21 |  | -4.11 | 978
1050 | Unknown | 1969-09-22 | -4.88 |  | 978
1050 | Unknown | 1969-09-22 |  | -4.88 | 978
1050 | Unknown | 1981-08-10 | -5.5 |  | 978
1051 | Unknown | 1993-03-19 | -2 |  | 978
1051 | Unknown | 2006-02-28 | -4 |  | 978
1053 | Unknown | 1919-01-01 | -3.6 |  | 978
1432 | Unknown | 1937-09-06 | -3.81 |  | 978
1432 | Unknown | 1937-09-06 |  | -3.81 | 978
1432 | Unknown | 1948-03-31 | -3.66 |  | 978
1432 | Unknown | 1948-03-31 |  | -3.66 | 978
1432 | Unknown | 1953-02-19 |  | -4.57 | 978
1432 | Unknown | 1953-03-19 | -4.57 |  | 978
1433 | Unknown | 1914-01-01 | -10.67 |  | 978
1433 | Unknown | 1918-05-13 | -5.3 |  | 978
1433 | Unknown | 1918-08-13 |  | -17.4 | 978
1436 | Unknown | 1938-06-24 |  | -3.66 | 978
1436 | Unknown | 1953-03-20 |  | -6.1 | 978
1436 | Unknown | 20/03/1853 | -6.1 |  | 978
1438 | Unknown | 1977-03-18 | -6.1 |  | 978
1835 | Unknown | 1914-05-01 |  | 0.61 | 978
1835 | Unknown | 1937-03-30 |  | -3.05 | 978
1838 | Unknown | 1909-10-01 |  | 7.62 | 978
1838 | Hutton Sandstone | 1953-03-21 | -3.65 |  | 978
1838 | Unknown | 1953-03-21 |  | -3.66 | 978
1838 | Hutton Sandstone | 1981-02-16 | -6.1 |  | 978
1838 | Unknown | 1981-02-16 |  | -6.1 | 978
1839 | Unknown | 1917-01-01 | -29.2 |  | 978
1839 | Unknown | 1925-11-03 | -29.2 |  | 978
1839 | Unknown | 1969-09-21 | -41.3 |  | 978
1895 | Unknown | 1913-01-01 | -7 |  | 978
1895 | Unknown | 1914-04-11 |  | -7.01 | 978
1895 | Unknown | 2000-07-07 | -14.4 |  | 978
1897 | Unknown | 1914-01-01 |  | 0 | 978
1897 | Unknown | 1914-05-29 | -0.61 |  | 978
1897 | Unknown | 1914-05-29 |  | -0.6 | 978
1897 | Unknown | 1923-04-01 | -1.2 |  | 978
1897 | Unknown | 1923-04-01 |  | -1.3 | 978
1897 | Unknown | 1923-08-15 | -2.89 |  | 978
1897 | Unknown | 1923-08-15 |  | -2.89 | 978
1897 | Unknown | 1981-07-22 | -10.6 |  | 978
1897 | Unknown | 1981-07-22 |  | -10.6 | 978
1898 | Unknown | 1948-04-01 |  | -3.65 | 978
1898 | Unknown | 1981-07-22 | -4.9 |  | 978
1898 | Unknown | 1981-07-22 |  | -4.9 | 978
1899 | Unknown | 1927-01-01 |  | 0 | 978
1899 | Unknown | 1953-03-19 |  | -2.1 | 978
1900 | Unknown | 1926-02-26 |  | -0.61 | 978
1900 | Unknown | 1937-04-21 |  | -4.88 | 978
1900 | Unknown | 1948-04-02 |  | -3.73 | 978
1900 | Unknown | 1953-03-19 |  | -3.66 | 978
1900 | Unknown | 1974-10-22 |  | -4.4 | 978
1902 | Unknown | 1937-06-03 | -39.6 |  | 978
1903 | Unknown | 1937-06-03 | -30.5 |  | 978
1904 | Unknown | 1967-06-03 | -41.1 |  | 978
1904 | Unknown | 2005-10-17 | -44.5 |  | 978
2998 | Unknown | 1939-12-01 |  | -0.91 | 978
2998 | Unknown | 1943-11-05 |  | -1.52 | 978
2998 | Unknown | 1949-04-11 |  | -1.83 | 978
2998 | Unknown | 1955-11-06 |  | -1.83 | 978
2998 | Unknown | 1969-11-13 |  | -3.58 | 978
3002 | Unknown | 1912-05-28 | 0.61 |  | 978
3002 | Unknown | 1912-05-28 |  | 0.61 | 978
3002 | Unknown | 1924-11-05 | -7.32 |  | 978
3002 | Unknown | 1924-11-05 |  | -7.32 | 978
3002 | Unknown | 1937-05-01 | -9.14 |  | 978
3002 | Unknown | 1937-05-01 |  | -9.14 | 978
3127 | Unknown | 1907-05-01 |  | -4.88 | 978
3127 | Unknown | 1914-12-22 |  | -10.67 | 978
3127 | Unknown | 1937-05-25 |  | -15.24 | 978
3127 | Unknown | 1953-03-26 |  | -24.38 | 978
3128 | Unknown | 1915-01-11 | -5.2 |  | 978
3128 | Unknown | 1915-01-11 |  | -5.18 | 978
3128 | Unknown | 1937-03-09 | -14.6 |  | 978
3128 | Unknown | 1937-03-09 |  | -14.63 | 978
3128 | Unknown | 1953-03-25 | -17.7 |  | 978
3128 | Unknown | 1953-03-25 |  | -17.68 | 978
3129 | Unknown | 1915-01-27 | -18.9 |  | 978
3129 | Unknown | 1969-11-18 | -30.91 |  | 978
3129 | Unknown | 1/01/1897 | -3.05 |  | 978
3132 | Mackunda Formation | 1969-10-07 | -39.6 |  | 978
3133 | Unknown | 1915-01-02 | -25.91 |  | 978
3133 | Unknown | 1953-01-01 | -45.7 |  | 978
3133 | Unknown | 2002-06-29 | -59 |  | 978
3135 | Unknown | 1914-12-19 | -39.6 |  | 978
3136 | Unknown | 1914-01-01 | -33.5 |  | 978
3137 | Unknown | 1915-01-05 | -42.67 |  | 978
3139 | Unknown | 1916-09-01 | -6.1 |  | 978
3140 | Unknown | 1917-01-01 | -24.4 |  | 978
3144 | Unknown | 1914-01-01 | -21.3 |  | 978
3145 | Hooray Sandstone | 1916-01-01 | -17.68 |  | 978
3145 | Hooray Sandstone | 1969-10-07 | -39.32 |  | 978
3148 | Unknown | 1917-01-01 | -81.4 |  | 978
3584 | Unknown | 1954-01-01 |  | 5.63 | 978
3584 | Unknown | 1957-06-01 |  | 4.93 | 978
3584 | Unknown | 1972-07-14 |  | 3.87 | 978
3584 | Unknown | 1987-04-04 |  | 2.55 | 978
3584 | Unknown | 1999-07-28 |  | 4.09 | 978
3584 | Unknown | 2005-07-08 |  | 5.39 | 978
3586 | Unknown | 1904-01-01 | 0 |  | 978
3586 | Unknown | 1906-01-01 | -2.44 |  | 978
3586 | Unknown | 1906-01-01 |  | -2.44 | 978
3586 | Unknown | 1915-01-01 | -10.06 |  | 978
3586 | Unknown | 1923-01-01 | -19.51 |  | 978
3586 | Unknown | 1923-08-23 |  | -19.51 | 978
3586 | Unknown | 1969-11-17 |  | -22.68 | 978
3586 | Unknown | 1969-11-26 | -22.6 |  | 978
3590 | Unknown | 1939-10-04 |  | -6.1 | 978
3590 | Unknown | 1969-08-01 |  | -5 | 978
3590 | Unknown | 1969-10-04 | -6.1 |  | 978
3593 | Unknown | 1913-02-20 | 0 |  | 978
3593 | Unknown | 1913-02-20 |  | -0.61 | 978
3593 | Unknown | 1913-12-01 | -0.61 |  | 978
3593 | Unknown | 1915-06-05 | -2.13 |  | 978
3593 | Unknown | 1915-06-05 |  | -2.13 | 978
3593 | Unknown | 1923-08-23 | -4.57 |  | 978
3593 | Unknown | 1969-11-19 | -19.13 |  | 978
3593 | Unknown | 1969-11-19 |  | -19.13 | 978
3593 | Unknown | 1987-01-01 |  | -22 | 978
3597 | Unknown | 1915-01-01 | -15.24 |  | 978
3597 | Unknown | 1923-01-01 | -24.38 |  | 978
3597 | Unknown | 1969-11-18 | -35.1 |  | 978
3598 | Unknown | 1949-11-13 |  | -3.05 | 978
3598 | Unknown | 1956-08-07 |  | -2.59 | 978
3598 | Unknown | 1967-01-18 |  | -3.66 | 978
3598 | Unknown | 1969-11-20 |  | -3.66 | 978
3599 | Unknown | 1915-02-20 | 0 |  | 978
3599 | Unknown | 1915-06-05 | -1.52 |  | 978
3599 | Unknown | 1915-06-05 |  | -1.52 | 978
3599 | Unknown | 1923-08-23 | -6.1 |  | 978
3599 | Unknown | 1923-08-23 |  | -6.1 | 978
3599 | Unknown | 1939-12-13 | -6.1 |  | 978
3599 | Unknown | 1939-12-13 |  | -6.1 | 978
3600 | Unknown | 1914-01-01 | 0 |  | 978
3600 | Unknown | 1923-08-25 |  | -7.92 | 978
3600 | Unknown | 1967-06-06 |  | -12.19 | 978
3600 | Unknown | 1969-09-24 | -12.19 |  | 978
3600 | Unknown | 1969-09-24 |  | -12.19 | 978
3601 | Unknown | 1988-03-02 |  | 5.79 | 978
3602 | Unknown | 1923-08-23 | -4.6 |  | 978
3602 | Unknown | 1923-08-23 |  | -4.57 | 978
3604 | Unknown | 1923-08-23 |  | 5 | 978
3604 | Unknown | 1969-09-25 |  | 0 | 978
3623 | Unknown | 1965-10-14 |  | -0.91 | 978
3623 | Unknown | 1987-04-06 |  | -6 | 978
4172 | Unknown | 1902-05-10 | -7.6 |  | 978
4172 | Unknown | 1918-05-20 | -13.72 |  | 978
4172 | Unknown | 1969-09-24 | -60.9 |  | 978
4172 | Unknown | 1981-02-16 | -19.5 |  | 978
4172 | Unknown | 2005-07-05 | -20.5 |  | 978
4175 | Unknown | 1914-11-01 | -112.78 |  | 978
4177 | Unknown | 1918-04-22 | -21.3 |  | 978
4177 | Unknown | 1918-05-27 | -27.7 |  | 978
4177 | Unknown | 1969-06-24 | -64.01 |  | 978
4214 | Unknown | 1968-03-31 |  | -6.63 | 978
4388 | Hooray Sandstone | 1940-01-13 | -55.2 |  | 978
4390 | Unknown | 1915-02-13 | -3.05 |  | 978
4390 | Unknown | 1915-11-19 | -6.1 |  | 978
4390 | Unknown | 1925-01-01 | -7.62 |  | 978
4390 | Unknown | 1944-10-06 | -21.3 |  | 978
4443 | Unknown | 1910-01-01 |  | 0 | 978
4443 | Unknown | 1915-06-14 |  | -5.48 | 978
4443 | Unknown | 1921-07-06 |  | -6.71 | 978
4443 | Unknown | 1956-11-14 |  | -15.24 | 978
4443 | Unknown | 1969-11-16 |  | -20.04 | 978
4443 | Unknown | 16/11/1869 | -20.1 |  | 978
4444 | Unknown | 1956-11-14 |  | -2.74 | 978
4444 | Unknown | 1969-11-15 |  | -3.05 | 978
4444 | Unknown | 1969-11-26 | -3 |  | 978
4445 | Unknown | 1913-12-01 | -3 |  | 978
4445 | Unknown | 1915-06-17 | -3.05 |  | 978
4445 | Unknown | 1921-07-06 | -6.1 |  | 978
4445 | Unknown | 1969-11-26 | -22.9 |  | 978
4446 | Unknown | 1969-11-26 | -21.9 |  | 978
4447 | Unknown | 1969-11-26 | -37.8 |  | 978
4448 | Unknown | 1941-12-13 |  | 2.44 | 978
4448 | Unknown | 1965-10-13 |  | -2.44 | 978
4448 | Unknown | 1969-11-19 |  | -1.37 | 978
4448 | Unknown | 1982-05-10 |  | -4.57 | 978
4470 | Unknown | 1934-03-26 |  | -0.91 | 978
4470 | Unknown | 1943-11-06 |  | -5.49 | 978
4470 | Unknown | 1969-08-04 |  | -6.1 | 978
4470 | Unknown | 1981-06-29 |  | -4.88 | 978
4470 | Unknown | 1986-03-25 |  | -3.66 | 978
4472 | Unknown | 1912-05-17 | -11.7 |  | 978
4472 | Unknown | 1969-08-05 | -10.67 |  | 978
4472 | Unknown | 1986-03-25 | -12.2 |  | 978
4472 | Unknown | 1986-03-25 |  | -12.2 | 978
4472 | Unknown | 1998-05-29 | -18 |  | 978
4472 | Unknown | 1998-05-29 |  | -18 | 978
4472 | Unknown | 22/03/1897 | -1.52 |  | 978
4478 | Unknown | 1912-05-15 |  | -0.91 | 978
4478 | Unknown | 1939-01-31 |  | -9.14 | 978
4478 | Unknown | 1969-08-05 |  | -4.75 | 978
4478 | Unknown | 1986-03-25 |  | -9.1 | 978
4479 | Unknown | 1939-01-31 | -0.91 |  | 978
4479 | Unknown | 1939-01-31 |  | -0.91 | 978
4479 | Unknown | 1943-10-05 | -4.57 |  | 978
4479 | Unknown | 1943-11-05 |  | -4.57 | 978
4479 | Unknown | 1969-08-05 | -2.51 |  | 978
4479 | Unknown | 1969-08-05 |  | -2.51 | 978
4479 | Unknown | 1980-10-17 | -3.05 |  | 978
4479 | Unknown | 1980-10-17 |  | -3.05 | 978
4479 | Unknown | 1981-06-29 |  | -4.26 | 978
4480 | Unknown | 1925-11-05 |  | -1.68 | 978
4480 | Unknown | 1943-11-05 |  | -2.74 | 978
4481 | Unknown | 1918-04-22 |  | 17.1 | 978
5004 | Unknown | 1936-04-19 | -60.4 |  | 978
5014 | Unknown | 1936-06-27 | -26.8 |  | 978
5148 | Unknown | 1937-07-01 |  | 6.1 | 978
5148 | Unknown | 1938-06-16 |  | 5.63 | 978
5148 | Unknown | 1983-06-10 |  | 3.09 | 978
5148 | Unknown | 1997-06-10 |  | 2.96 | 978
5148 | Unknown | 2000-09-07 |  | 3.38 | 978
5148 | Unknown | 2009-11-19 |  | 2.74 | 978
5148 | Unknown | 2010-11-08 |  | 2.83 | 978
5464 | Hooray Sandstone | 1935-01-01 | -38.53 |  | 978
5464 | Hooray Sandstone | 1969-06-07 | -38.53 |  | 978
6322 | Unknown | 1969-08-06 | -19.2 |  | 978
6548 | Unknown | 1916-01-01 | -45.7 |  | 978
7021 | Unknown | 1925-01-01 | -24.4 |  | 978
7022 | Unknown | 1925-01-01 | -30.5 |  | 978
7023 | Unknown | 1929-01-01 | -30.5 |  | 978
7024 | Unknown | 1929-01-01 | -30.5 |  | 978
7262 | Unknown | 1948-10-27 | -41.1 |  | 978
7264 | Unknown | 1948-10-26 |  | -37.03 | 978
8378 | Unknown | 2009-04-15 |  | -21.2 | 978
9950 | Unknown | 1944-01-01 | -8.2 |  | 978
9950 | Unknown | 1944-11-05 |  | -1.8 | 978
9950 | Unknown | 1969-11-13 | -8.18 |  | 978
11055 | Hooray Sandstone | 1948-02-07 | -24.38 |  | 978
11055 | Unknown | 1948-02-07 |  | -24.4 | 978
11055 | Hooray Sandstone | 1981-03-20 | -39.6 |  | 978
11055 | Unknown | 1981-03-20 |  | -39.6 | 978
11059 | Hutton Sandstone | 1949-09-24 | -3.1 |  | 978
11405 | Hooray Sandstone | 1949-12-03 | 0 |  | 978
11405 | Unknown | 1949-12-03 |  | 0 | 978
11405 | Unknown | 1969-09-21 |  | -1.07 | 978
11620 | Unknown | 1969-09-20 |  | -2.82 | 978
11620 | Unknown | 2006-03-01 |  | -1.97 | 978
11620 | Unknown | 2009-11-19 |  | -1.8 | 978
11660 | Injune Creek Group | 1951-03-13 | -31.7 |  | 978
11737 | Unknown | 1975-04-10 | -41.5 |  | 978
11737 | Unknown | 1975-04-10 |  | -41.5 | 978
11886 | Unknown | 1951-12-22 | -21.64 |  | 978
11886 | Unknown | 1951-12-22 |  | -21.64 | 978
11886 | Unknown | 1964-01-01 | -21.94 |  | 978
11886 | Unknown | 1969-09-21 | -22.19 |  | 978
11886 | Unknown | 1971-01-01 | -24.99 |  | 978
11886 | Unknown | 1974-01-01 | -25.15 |  | 978
11886 | Unknown | 1984-11-19 | -26.21 |  | 978
11959 | Unknown | 1952-10-10 |  | 1.52 | 978
12008 | Unknown | 1969-11-13 |  | 0 | 978
12039 | Unknown | 1952-09-27 |  | 4.56 | 978
12039 | Unknown | 1997-07-27 |  | 1.33 | 978
12039 | Unknown | 2000-09-26 |  | 2.35 | 978
12039 | Unknown | 2004-06-25 |  | 2.71 | 978
12039 | Unknown | 2006-03-01 |  | 2.65 | 978
12039 | Unknown | 2009-11-20 |  | 2.52 | 978
12039 | Unknown | 2010-10-21 |  | 2.47 | 978
12903 | Unknown | 1955-10-18 |  | 11.97 | 978
12903 | Unknown | 1992-08-21 |  | 8.07 | 978
12903 | Unknown | 1999-03-19 |  | 8.89 | 978
13347 | Hooray Sandstone | 1958-02-17 | -29.87 |  | 978
13347 | Unknown | 1958-02-17 |  | -29.9 | 978
13347 | Hooray Sandstone | 1981-03-20 | -39.6 |  | 978
13347 | Unknown | 1981-03-20 |  | -39.62 | 978
14487 | Unknown | 1961-04-16 |  | 12.3 | 978
14487 | Unknown | 1969-11-19 |  | 12.04 | 978
14487 | Unknown | 1988-10-11 |  | 11.75 | 978
14487 | Unknown | 1991-07-03 |  | 10.62 | 978
14487 | Unknown | 2009-08-18 |  | 12.01 | 978
15362 | Unknown | 1962-10-22 |  | 14.78 | 978
15362 | Unknown | 1988-09-14 |  | 15.3 | 978
15362 | Unknown | 2009-06-04 |  | 17.58 | 978
15432 | Hooray Sandstone | 1963-02-17 | -41.1 |  | 978
15522 | Unknown | 1969-09-07 |  | 10.56 | 978
15522 | Unknown | 1987-11-17 |  | 9.09 | 978
15522 | Unknown | 2009-07-16 |  | 13.76 | 978
15588 | Unknown | 1964-02-23 | -21.3 |  | 978
15588 | Unknown | 2004-08-06 | -19 |  | 978
15606 | Unknown | 1963-11-08 | -2.1 |  | 978
15662 | Unknown | 1963-11-01 |  | 5.35 | 978
15662 | Unknown | 1987-11-15 |  | 3.4 | 978
15662 | Unknown | 2009-07-15 |  | 7.2 | 978
15756 | Unknown | 1964-01-31 | -21.34 |  | 978
15756 | Unknown | 1964-01-31 |  | -21.34 | 978
15756 | Unknown | 1964-01-31 |  | -60.96 | 978
15773 | Hooray Sandstone | 1964-05-17 | -30.48 |  | 978
15773 | Unknown | 1964-05-17 |  | -30.5 | 978
15773 | Hooray Sandstone | 1969-09-21 | -32.15 |  | 978
15773 | Unknown | 1969-09-21 |  | -32.15 | 978
15773 | Hooray Sandstone | 1981-02-02 | -36.6 |  | 978
15773 | Unknown | 1981-02-02 |  | -36.6 | 978
15824 | Unknown | 1969-11-21 |  | 2.81 | 978
15824 | Unknown | 1976-04-09 |  | 3.29 | 978
15824 | Unknown | 1987-02-12 |  | 2.3 | 978
15824 | Unknown | 1990-03-16 |  | 2.38 | 978
15824 | Unknown | 1997-07-28 |  | 1.84 | 978
15824 | Unknown | 2000-09-25 |  | 2.86 | 978
15824 | Unknown | 2004-08-23 |  | 3.32 | 978
15933 | Hooray Sandstone | 1964-09-25 | -43.89 |  | 978
15996 | Unknown | 1965-01-10 | -13.7 |  | 978
15996 | Unknown | 1965-01-10 |  | -13.7 | 978
16025 | Unknown | 1964-10-04 | -16.75 |  | 978
16025 | Unknown | 1986-03-25 | -12 |  | 978
16602 | Hutton Sandstone | 1966-05-01 | -41.15 |  | 978
17117 | Unknown | 1966-12-15 | -12.19 |  | 978
17117 | Unknown | 1966-12-15 |  | -12.19 | 978
17117 | Unknown | 1969-08-05 | -12.67 |  | 978
17270 | Unknown | 1967-07-16 | -33.53 |  | 978
17270 | Unknown | 2004-08-01 | -30.4 |  | 978
17949 | Injune Creek Group | 1968-07-06 | -32 |  | 978
17949 | Unknown | 1968-07-07 |  | -32 | 978
17949 | Injune Creek Group | 1981-02-16 | -42.6 |  | 978
24697 | Unknown | 1973-01-12 |  | 11.26 | 978
24697 | Unknown | 1977-08-08 |  | 12.46 | 978
24697 | Unknown | 1986-08-20 |  | 12.22 | 978
24697 | Unknown | 2009-07-13 |  | 12.95 | 978
30581 | Unknown | 1968-11-08 | -1.52 |  | 978
37256 | Hooray Sandstone | 1970-07-19 | 1.3 |  | 978
37256 | Unknown | 1970-07-19 |  | 13.36 | 978
37256 | Unknown | 1970-07-19 |  | 13.35 | 978
37256 | Unknown | 1974-10-08 |  | 14.6 | 978
37256 | Unknown | 1976-04-05 |  | 13.18 | 978
37256 | Unknown | 1985-01-28 |  | 14.51 | 978
37256 | Unknown | 2008-12-11 |  | 16.14 | 978
51539 | Hooray Sandstone | 1981-09-20 | -91.44 |  | 978
51575 | Unknown | 1981-10-12 | -91.44 |  | 978
51576 | Unknown | 1982-06-23 | -7.7 |  | 978
51576 | Unknown | 1982-06-23 |  | -7.7 | 978
51992 | Unknown | 1984-11-26 | -12.8 |  | 978
51992 | Unknown | 1984-11-26 |  | -12.8 | 978
69070 | Hutton Sandstone | 1985-10-11 | -12.65 |  | 978
69070 | Hutton Sandstone | 1989-12-04 | -12.08 |  | 978
69070 | Unknown | 1989-12-04 |  | -12.08 | 978
69099 | Unknown | 1985-09-07 | -35 |  | 978
69113 | Unknown | 1985-09-17 |  | 14.58 | 978
69113 | Unknown | 2005-07-07 |  | 18.91 | 978
69113 | Unknown | 2009-06-03 |  | 20.52 | 978
69242 | Unknown | 1986-08-18 |  | 8.58 | 978
69242 | Unknown | 2000-09-19 |  | 10.93 | 978
69242 | Unknown | 2004-08-24 |  | 10.76 | 978
69242 | Unknown | 2006-07-18 |  | 12.12 | 978
69242 | Unknown | 2009-06-02 |  | 12.72 | 978
69242 | Unknown | 2009-08-18 |  | 123 | 978
69358 | Unknown | 1986-11-26 | -47.5 |  | 978
69487 | Hooray Sandstone | 1988-07-08 | -50 |  | 978
69897 | Unknown | 1995-05-29 |  | -1 | 978
69898 | Unknown | 1993-12-02 |  | 12.77 | 978
69898 | Unknown | 2000-09-21 |  | 14.81 | 978
69898 | Unknown | 2009-07-14 |  | 14.71 | 978
69957 | Unknown | 1994-06-21 |  | 15.3 | 978
69957 | Unknown | 2000-09-24 |  | 16.65 | 978
93353 | Unknown | 1996-09-24 |  | 7.76 | 978
93353 | Unknown | 2000-09-22 |  | 9.19 | 978
93353 | Unknown | 2009-07-28 |  | 8.73 | 978
93460 | Unknown | 1998-05-14 |  | 10.62 | 978
93460 | Unknown | 2000-09-25 |  | 11.65 | 978
93460 | Unknown | 2006-02-28 |  | 11.87 | 978
93461 | Unknown | 1998-07-21 |  | 5.82 | 978
93461 | Unknown | 2003-03-12 |  | 6.97 | 978
93461 | Unknown | 2006-05-24 |  | 7.92 | 978
93612 | Unknown | 1999-08-11 |  | 22.98 | 978
93612 | Unknown | 2003-03-04 |  | 24.08 | 978
93612 | Unknown | 2009-05-07 |  | 25.18 | 978
93816 | Unknown | 2001-06-20 | 0.51 |  | 978
93816 | Unknown | 2001-06-20 |  | 0.51 | 978
118268 | Unknown | 2005-04-19 |  | 2.55 | 978
118268 | Unknown | 2006-02-09 |  | 1.4 | 978
118268 | Unknown | 2009-07-16 |  | 1.62 | 978
118525 | Unknown | 2006-07-17 |  | 11.01 | 978
118978 | Unknown | 2007-11-07 |  | -42 | 978
146155 | Unknown | 2009-06-20 |  | -34.5 | 978
146200 | Unknown | 2009-09-27 |  | 1.43 | 978
146271 | Unknown | 2010-04-09 |  | -50.5 | 978
91500077 | Unknown | 1969-08-10 | -11.22 |  | 978
91500077 | Unknown | 1969-10-23 | -11.22 |  | 978
91500077 | Unknown | 1970-10-03 | -11.22 |  | 978
91500077 | Unknown | 1971-12-02 | -11.22 |  | 978
91500077 | Unknown | 1972-12-20 | -11.22 |  | 978
91500077 | Unknown | 1973-06-07 | -8.97 |  | 978
91500077 | Unknown | 1974-03-13 | -6.85 |  | 978
91500077 | Unknown | 1974-04-10 | -7.97 |  | 978
91500077 | Unknown | 1974-10-23 | -9.49 |  | 978
91500077 | Unknown | 1975-06-06 | -8.78 |  | 978
91500077 | Unknown | 1975-10-13 | -9.75 |  | 978
91500077 | Unknown | 1975-12-02 | -9.45 |  | 978
91500077 | Unknown | 1976-04-05 | -7.8 |  | 978
91500077 | Unknown | 1976-07-22 | -9.25 |  | 978
91500077 | Unknown | 1976-10-06 | -9.79 |  | 978
91500077 | Unknown | 1977-04-07 | -8.68 |  | 978
91500077 | Unknown | 1977-07-13 | -9.5 |  | 978
91500077 | Unknown | 1977-10-17 | -10.05 |  | 978
91500077 | Unknown | 1978-04-05 | -11.22 |  | 978
91500077 | Unknown | 1978-07-30 | -11.22 |  | 978
91500077 | Unknown | 1979-06-27 | -9.22 |  | 978
356 | Unknown | 1/01/1895 | -2.4 |  | 984
1011 | Ronlow Beds | 1920-01-23 | -18.9 |  | 984
1011 | Ronlow Beds | 1/01/1891 | -23.47 |  | 984
1021 | Unknown | 1909-01-01 | -14.26 |  | 984
1021 | Unknown | 1909-01-01 | -14.2 |  | 984
1021 | Unknown | 1920-01-29 | -14.3 |  | 984
1024 | Unknown | 1917-10-23 | -2.44 |  | 984
1024 | Unknown | 1920-01-16 | -2.46 |  | 984
1442 | Unknown | 1914-01-01 | -6.1 |  | 984
1442 | Unknown | 1983-08-08 | -12.2 |  | 984
1443 | Unknown | 1926-02-27 | -9.14 |  | 984
1443 | Unknown | 1983-08-08 | -12.2 |  | 984
1445 | Unknown | 1923-05-01 |  | 12.19 | 984
1581 | Unknown | 1918-11-13 | -76.2 |  | 984
1581 | Unknown | 1918-11-13 |  | -76.2 | 984
1581 | Unknown | 6/08/1897 | -3.96 |  | 984
1582 | Unknown | 1918-11-14 | -54.86 |  | 984
1582 | Unknown | 1918-11-14 |  | -54.9 | 984
1582 | Unknown | 1/01/1897 | -42.67 |  | 984
1583 | Unknown | 1938-03-30 |  | -60.96 | 984
1896 | Unknown | 1913-01-01 | -7 |  | 984
1901 | Unknown | 1937-06-03 | -41.1 |  | 984
1906 | Unknown | 1937-06-03 | -39.6 |  | 984
3295 | Unknown | 1900-06-01 | -30.48 |  | 984
3295 | Unknown | 1938-07-26 | -67.06 |  | 984
3295 | Unknown | 1969-09-16 | -67.79 |  | 984
3296 | Ronlow Beds | 1912-01-01 | -70.1 |  | 984
3296 | Ronlow Beds | 1918-10-14 | -70.1 |  | 984
3296 | Ronlow Beds | 1969-09-16 | -73.66 |  | 984
3296 | Ronlow Beds | 1981-02-04 | -76.2 |  | 984
3296 | Unknown | 1981-02-04 |  | -76.2 | 984
3297 | Unknown | 1918-10-11 | -48.77 |  | 984
3298 | Unknown | 1914-09-01 | -10.67 |  | 984
3300 | Unknown | 1969-09-17 | -37.9 |  | 984
3300 | Unknown | 1969-09-17 |  | -37.9 | 984
3300 | Unknown | 2001-04-01 | -47.2 |  | 984
3300 | Unknown | 2001-04-01 |  | -47.2 | 984
3300 | Unknown | 1/06/1889 | -18.9 |  | 984
3301 | Unknown | 1915-06-01 | -106.7 |  | 984
3301 | Unknown | 1918-10-24 | -115.8 |  | 984
3301 | Unknown | 1969-09-17 | -112.8 |  | 984
3315 | Unknown | 1909-01-01 | -25.91 |  | 984
3315 | Unknown | 1918-10-03 | -25.91 |  | 984
3315 | Unknown | 1969-06-21 | -60.96 |  | 984
3318 | Unknown | 1899-12-31 | -60.96 |  | 984
3326 | Unknown | 1918-09-25 | -4.57 |  | 984
3326 | Unknown | 1918-09-25 |  | -15 | 984
3330 | Unknown | 1914-05-07 | -18.9 |  | 984
3330 | Unknown | 1981-02-13 | -24.4 |  | 984
3331 | Unknown | 1907-08-01 |  | 11.67 | 984
3331 | Unknown | 1992-01-01 |  | -0.9 | 984
3333 | Unknown | 1937-05-14 |  | -15.24 | 984
3333 | Unknown | 1948-04-01 |  | -6.1 | 984
3333 | Unknown | 1953-03-18 |  | -6.1 | 984
3333 | Unknown | 1958-04-30 | -9.14 |  | 984
3333 | Unknown | 1958-04-30 |  | -9.14 | 984
3333 | Unknown | 1989-09-05 | -6.7 |  | 984
3333 | Unknown | 1989-09-05 |  | -6.7 | 984
3334 | Unknown | 1914-05-01 | -15.85 |  | 984
4174 | Unknown | 1914-03-31 | -57.61 |  | 984
4240 | Unknown | 1965-10-14 | -40.99 |  | 984
4240 | Unknown | 1/12/1897 | -24.4 |  | 984
4245 | Unknown | 1937-04-09 | -7.6 |  | 984
4245 | Unknown | 1937-04-09 |  | -7.62 | 984
4245 | Unknown | 1953-03-10 | -6.1 |  | 984
4245 | Unknown | 1953-03-10 |  | -6.1 | 984
4672 | Unknown | 1918-12-19 | -8.2 |  | 984
4672 | Unknown | 1/09/1896 | -4.88 |  | 984
4673 | Unknown | 1918-12-16 | -7.6 |  | 984
4673 | Unknown | 1988-03-24 |  | 38 | 984
4674 | Unknown | 1914-10-01 | -15.2 |  | 984
4674 | Unknown | 1918-12-20 | -15.2 |  | 984
4675 | Ronlow Beds | 13/12/1890 | -12.8 |  | 984
4676 | Unknown | 1915-02-01 | -15.54 |  | 984
4676 | Unknown | 1918-12-14 | -12.19 |  | 984
4677 | Unknown | 1918-12-18 | -2.44 |  | 984
5765 | Unknown | 1926-01-01 | -61 |  | 984
5845 | Unknown | 1969-09-17 | -109.7 |  | 984
5911 | Unknown | 1926-01-01 | -39.6 |  | 984
5933 | Unknown | 1920-01-01 | -39.6 |  | 984
5934 | Unknown | 1919-01-01 | -30.5 |  | 984
6075 | Unknown | 1920-01-01 | -13.7 |  | 984
6076 | Unknown | 1929-01-01 | -17 |  | 984
6077 | Unknown | 1929-01-01 | -21.3 |  | 984
6078 | Unknown | 1929-01-01 | -10.6 |  | 984
7470 | Unknown | 1924-01-01 | -18.3 |  | 984
7500 | Unknown | 1939-04-11 | -64.3 |  | 984
7502 | Unknown | 1939-06-15 | -13.7 |  | 984
7502 | Unknown | 1939-06-15 |  | -15.25 | 984
7565 | Unknown | 1929-01-01 | -67.1 |  | 984
7566 | Unknown | 1933-01-01 | -67.1 |  | 984
7591 | Unknown | 1938-11-05 | -64.6 |  | 984
7706 | Unknown | 1940-06-01 | -15.24 |  | 984
9312 | Unknown | 1969-09-16 | -103.63 |  | 984
9312 | Unknown | 1981-02-04 | -60.96 |  | 984
9312 | Unknown | 1981-02-04 |  | -60.96 | 984
9849 | Unknown | 1940-01-01 | -18.3 |  | 984
9849 | Unknown | 1981-03-02 | -10.67 |  | 984
11039 | Unknown | 1981-03-02 | -19.81 |  | 984
11060 | Unknown | 1948-05-28 | -36.88 |  | 984
11211 | Unknown | 1949-01-01 | -58.5 |  | 984
11247 | Wallumbilla Formation | 1948-06-28 | -24.99 |  | 984
11528 | Westbourne Formation | 1950-09-24 | -33.53 |  | 984
11528 | Unknown | 1950-09-24 |  | -33.53 | 984
11528 | Westbourne Formation | 1969-09-16 | -72.85 |  | 984
11528 | Westbourne Formation | 1981-02-04 | -45.72 |  | 984
11528 | Unknown | 1981-02-04 |  | -45.72 | 984
11607 | Unknown | 1951-02-24 | -51.82 |  | 984
11607 | Unknown | 1951-02-24 |  | -51.8 | 984
11652 | Unknown | 1950-06-15 | -25.9 |  | 984
11698 | Unknown | 1950-06-03 | -33.53 |  | 984
11773 | Unknown | 1951-07-07 | -21.3 |  | 984
12073 | Ronlow Beds | 1952-01-01 | -57 |  | 984
12073 | Unknown | 1952-12-07 |  | -57 | 984
12240 | Hooray Sandstone | 1953-11-17 | -45.72 |  | 984
12566 | Hooray Sandstone | 1953-09-21 | -32.9 |  | 984
12600 | Unknown | 1954-09-03 |  | -25.3 | 984
12600 | Unknown | 1954-10-26 | -22.25 |  | 984
12600 | Unknown | 1954-10-26 |  | -22.25 | 984
13432 | Unknown | 1957-10-18 | -6.71 |  | 984
13512 | Unknown | 1957-12-29 |  | -17.7 | 984
13512 | Unknown | 1958-12-29 | -17.68 |  | 984
13644 | Unknown | 1958-07-16 | -19.51 |  | 984
13644 | Unknown | 1958-07-16 |  | -19.51 | 984
13644 | Unknown | 1981-03-02 | -15.24 |  | 984
13731 | Unknown | 1957-08-29 | -71.3 |  | 984
13822 | Ronlow Beds | 1959-01-10 | -36.6 |  | 984
14083 | Unknown | 1960-04-21 | -82.3 |  | 984
14083 | Unknown | 1966-04-21 |  | -82.3 | 984
14083 | Unknown | 1969-09-16 | -76.2 |  | 984
14083 | Unknown | 1969-09-16 |  | -76.2 | 984
14083 | Unknown | 1981-02-04 | -80.77 |  | 984
14083 | Unknown | 1981-02-04 |  | -80.77 | 984
14122 | Unknown | 1960-09-08 | -24.69 |  | 984
14122 | Unknown | 1960-09-08 |  | -24.69 | 984
14122 | Unknown | 1981-02-13 | -33.5 |  | 984
14335 | Unknown | 1961-02-24 | -72.5 |  | 984
14545 | Unknown | 1961-03-20 | -55.2 |  | 984
16063 | Unknown | 1964-01-01 | -14.6 |  | 984
16063 | Unknown | 1964-07-11 | -14.6 |  | 984
16063 | Unknown | 1981-04-30 | -7.62 |  | 984
16064 | Unknown | 1964-07-22 | -9.75 |  | 984
17283 | Ronlow Beds | 1967-02-26 | -67.06 |  | 984
17614 | Unknown | 1951-01-01 | -42.8 |  | 984
17615 | Unknown | 1957-01-01 | -55.5 |  | 984
17617 | Unknown | 1957-01-01 | -68.9 |  | 984
30666 | Unknown | 1968-12-23 | -27.4 |  | 984
51352 | Unknown | 1979-08-30 | -25.91 |  | 984
51352 | Unknown | 1979-08-30 |  | -25.91 | 984
51651 | Unknown | 1983-01-11 | -14.02 |  | 984
69040 | Unknown | 1985-03-16 | -14 |  | 984
69040 | Unknown | 1989-02-23 | -27.2 |  | 984
69040 | Unknown | 1989-04-04 | -27.18 |  | 984
69040 | Unknown | 1989-10-20 | -27.22 |  | 984
69040 | Unknown | 1989-11-14 | -27.2 |  | 984
69040 | Unknown | 1989-12-21 | -27.2 |  | 984
69095 | Unknown | 1985-04-24 | -20 |  | 984
69527 | Hooray Sandstone | 1988-10-14 | -28 |  | 984
69527 | Unknown | 1988-10-14 |  | -28 | 984
93736 | Unknown | 2000-11-30 |  | -35 | 984
93737 | Unknown | 2001-01-31 |  | -30 | 984
93865 | Unknown | 2003-03-30 |  | -73.3 | 984
93882 | Unknown | 2002-08-08 |  | -47.2 | 984
93901 | Unknown | 2003-04-01 |  | -56.61 | 984
118120 | Unknown | 2004-08-01 |  | -37 | 984
118366 | Unknown | 2004-08-13 |  | -49.4 | 984
118552 | Unknown | 2004-08-18 |  | -63.6 | 984
118552 | Unknown | 2004-08-18 |  | -63.6 | 984
118552 | Unknown | 2004-08-18 |  | -63.6 | 984
118552 | Unknown | 2004-08-18 |  | -63.6 | 984
118635 | Unknown | 2005-04-23 |  | -76 | 984
118659 | Unknown | 2005-10-19 |  | -10.7 | 984
118660 | Unknown | 2005-09-05 |  | -16.8 | 984
118661 | Unknown | 2005-08-11 |  | -13.6 | 984
118796 | Unknown | 2006-07-10 |  | -56 | 984
146020 | Unknown | 2008-03-27 |  | -119 | 984
146293 | Unknown | 2010-08-24 |  | -46 | 984
126 | Unknown | 1916-09-01 |  | 14.94 | 989
126 | Unknown | 1922-05-22 |  | 8.08 | 989
126 | Unknown | 1925-06-04 |  | 5.97 | 989
126 | Unknown | 1926-04-29 |  | 5.12 | 989
126 | Unknown | 1948-05-05 |  | -3.35 | 989
126 | Unknown | 1952-10-13 |  | -0.91 | 989
126 | Unknown | 1954-05-20 |  | -2.44 | 989
126 | Unknown | 1967-02-10 |  | -3.9 | 989
126 | Unknown | 1969-02-21 |  | -9.14 | 989
126 | Unknown | 1970-02-10 |  | -3.8 | 989
126 | Unknown | 1978-07-03 | -3.8 |  | 989
411 | Unknown | 1918-01-01 | -29 |  | 989
411 | Unknown | 1918-09-11 |  | 29 | 989
1320 | Unknown | 1985-10-09 |  | 34.43 | 989
1321 | Unknown | 1918-05-01 |  | -4.27 | 989
1321 | Unknown | 1923-02-28 |  | -6.1 | 989
1321 | Unknown | 1937-04-15 |  | -13.72 | 989
1321 | Unknown | 1941-01-01 |  | -17.6 | 989
1321 | Unknown | 1967-02-19 |  | -18.29 | 989
1322 | Unknown | 1937-06-10 |  | -9.45 | 989
1322 | Unknown | 1941-10-03 |  | -3.5 | 989
1322 | Unknown | 1951-11-22 |  | -6.1 | 989
1322 | Unknown | 1967-02-22 |  | -15.24 | 989
1500 | Winton Formation | 1968-08-13 | -33.5 |  | 989
1527 | Winton Formation | 1912-01-01 | -34.1 |  | 989
1528 | Winton Formation | 1937-03-30 | -54.9 |  | 989
1529 | Winton Formation | 1937-04-10 | -30.5 |  | 989
2930 | Unknown | 1918-09-08 |  | -6.1 | 989
2930 | Unknown | 1937-06-05 |  | -18.29 | 989
2930 | Unknown | 1952-12-12 |  | -17.07 | 989
2930 | Unknown | 1957-09-11 |  | -17.07 | 989
2930 | Unknown | 1967-02-22 | -17.4 |  | 989
2930 | Unknown | 1967-02-22 |  | -17.37 | 989
2931 | Unknown | 1937-06-05 |  | -12.19 | 989
2931 | Unknown | 1952-12-13 |  | -18.9 | 989
2931 | Unknown | 1957-09-11 |  | -18.9 | 989
2931 | Unknown | 1967-02-22 | -13.7 |  | 989
2931 | Unknown | 1967-02-22 |  | -13.72 | 989
3550 | Unknown | 1911-08-21 |  | -15.24 | 989
3550 | Unknown | 1940-01-15 |  | -35.05 | 989
3550 | Unknown | 1971-10-03 | -37.8 |  | 989
3550 | Unknown | 1981-10-31 |  | -37.8 | 989
3553 | Unknown | 1957-02-15 | -33.5 |  | 989
4092 | Unknown | 1926-10-01 |  | -2.13 | 989
4092 | Unknown | 1937-03-17 |  | -10.67 | 989
4092 | Unknown | 1967-02-17 |  | -9.14 | 989
4106 | Winton Formation | 1971-08-31 | -25 |  | 989
4106 | Unknown | 1971-08-31 |  | -82.1 | 989
4108 | Winton Formation | 1971-01-01 | -51.8 |  | 989
4115 | Unknown | 1971-10-07 |  | -5.49 | 989
4122 | Unknown | 1965-03-07 |  | -143 | 989
4122 | Mackunda Formation | 1965-03-21 | -43.6 |  | 989
4133 | Winton Formation | 1915-08-12 | -30.5 |  | 989
4371 | Unknown | 1994-07-07 |  | 11.85 | 989
4371 | Unknown | 1998-05-27 |  | 12.36 | 989
4371 | Unknown | 2002-12-03 |  | 12.46 | 989
4371 | Unknown | 2010-02-22 |  | 13.76 | 989
4372 | Unknown | 1952-12-13 |  | -4.88 | 989
4372 | Unknown | 1957-09-11 |  | -5.49 | 989
4372 | Hutton Sandstone | 1967-02-22 | -5.5 |  | 989
4373 | Hutton Sandstone | 1967-02-22 | -0.9 |  | 989
4375 | Hutton Sandstone | 1967-02-15 | -1.2 |  | 989
4375 | Unknown | 1967-02-15 |  | -1.22 | 989
4381 | Unknown | 1993-06-08 |  | 15.43 | 989
4381 | Unknown | 1998-11-18 |  | 15.02 | 989
4381 | Unknown | 2001-03-21 |  | 14.71 | 989
4932 | Winton Formation | 1971-12-10 | -63.4 |  | 989
5143 | Winton Formation | 1936-09-10 | -42 |  | 989
5438 | Winton Formation | 1971-09-03 | -38.3 |  | 989
5544 | Unknown | 1937-05-29 | -60.4 |  | 989
5549 | Unknown | 1971-10-04 | -42.7 |  | 989
5549 | Unknown | 1971-10-04 |  | -42.67 | 989
5550 | Unknown | 1971-10-02 | -45.7 |  | 989
5550 | Unknown | 1971-10-02 |  | -45.72 | 989
5551 | Unknown | 1971-10-04 | -36.6 |  | 989
5551 | Unknown | 1971-10-04 |  | -39.29 | 989
5552 | Unknown | 1971-10-03 | -54.9 |  | 989
5552 | Unknown | 1971-10-03 |  | -47.4 | 989
5553 | Unknown | 1971-10-04 | -40.2 |  | 989
5553 | Unknown | 1971-10-04 |  | -40.42 | 989
5554 | Unknown | 1971-10-02 | -45.7 |  | 989
5554 | Unknown | 1971-10-02 |  | -45.72 | 989
5722 | Unknown | 1923-01-01 | -61 |  | 989
5753 | Unknown | 1912-01-01 | -45.7 |  | 989
5753 | Unknown | 1972-02-16 |  | -57.91 | 989
5754 | Unknown | 1918-01-01 | -61 |  | 989
5754 | Unknown | 1972-02-15 |  | -51.91 | 989
5755 | Unknown | 1914-01-01 | -61 |  | 989
5756 | Unknown | 1915-01-01 | -45.7 |  | 989
5757 | Unknown | 1972-02-16 |  | -41 | 989
5832 | Winton Formation | 1925-01-01 | -70.1 |  | 989
5833 | Winton Formation | 1937-03-30 | -73.2 |  | 989
5880 | Winton Formation | 1937-07-08 | -54.9 |  | 989
5881 | Winton Formation | 1937-07-08 | -61 |  | 989
5883 | Winton Formation | 1937-07-08 | -61 |  | 989
5884 | Unknown | 1924-01-01 | -69.5 |  | 989
5916 | Winton Formation | 1971-12-10 | -76.2 |  | 989
5917 | Winton Formation | 1971-12-10 | -59.7 |  | 989
6030 | Winton Formation | 1912-01-01 | -98.8 |  | 989
6032 | Unknown | 1924-06-01 | -67.1 |  | 989
6070 | Winton Formation | 1937-04-30 | -109.8 |  | 989
6070 | Unknown | 1971-12-09 |  | -103.63 | 989
6071 | Winton Formation | 1937-04-30 | -91.5 |  | 989
6071 | Unknown | 1971-12-09 |  | -73.15 | 989
6079 | Winton Formation | 1971-01-01 | -61 |  | 989
6080 | Winton Formation | 1921-01-01 | -61 |  | 989
6093 | Unknown | 1919-01-01 | -91.5 |  | 989
6476 | Winton Formation | 1921-01-01 | -30.5 |  | 989
6487 | Mackunda Formation | 1937-01-01 | -28 |  | 989
6545 | Unknown | 1924-01-01 | -76.2 |  | 989
6545 | Unknown | 1924-01-01 |  | -76.2 | 989
6546 | Unknown | 1924-01-01 | -146.3 |  | 989
6576 | Mackunda Formation | 1925-01-01 | -79.2 |  | 989
6578 | Unknown | 1924-01-01 | -91.4 |  | 989
6579 | Unknown | 1923-01-01 | -106.7 |  | 989
6757 | Unknown | 1914-01-01 | -39.6 |  | 989
6758 | Unknown | 1915-01-01 | -33.5 |  | 989
6759 | Unknown | 1924-01-01 | -33.5 |  | 989
6760 | Unknown | 1916-01-01 | -54.9 |  | 989
6761 | Unknown | 1923-01-01 | -64 |  | 989
6762 | Unknown | 1923-01-01 | -30.5 |  | 989
6945 | Winton Formation | 1938-07-09 | -42.7 |  | 989
7007 | Unknown | 1919-01-01 | -66.7 |  | 989
7008 | Winton Formation | 1919-01-01 | -74.4 |  | 989
7009 | Unknown | 1923-01-01 | -40.2 |  | 989
7010 | Unknown | 1923-01-01 | -41.5 |  | 989
7011 | Mackunda Formation | 1925-01-01 | -44.8 |  | 989
7058 | Winton Formation | 1938-07-20 | -76.2 |  | 989
7117 | Unknown | 1922-01-01 | -36.6 |  | 989
7768 | Unknown | 1971-10-03 | -57 |  | 989
7941 | Winton Formation | 1940-04-13 | -42 |  | 989
8913 | Mackunda Formation | 1942-04-25 | -47.8 |  | 989
8913 | Unknown | 1971-10-07 |  | -39.62 | 989
9119 | Unknown | 1942-11-07 | -62.5 |  | 989
9300 | Mackunda Formation | 1922-01-01 | -97.6 |  | 989
9300 | Unknown | 1968-08-13 |  | -97.54 | 989
9435 | Unknown | 1943-07-30 | -28.9 |  | 989
9446 | Winton Formation | 1943-01-01 | -23.7 |  | 989
9605 | Winton Formation | 1971-09-03 | -37.3 |  | 989
9690 | Unknown | 1943-10-01 |  | -30.5 | 989
9690 | Mackunda Formation | 1943-10-16 | -61 |  | 989
9778 | Winton Formation | 1931-01-01 | -30.5 |  | 989
9778 | Unknown | 1971-11-10 |  | -45.72 | 989
9945 | Unknown | 1944-08-09 | -39.6 |  | 989
9945 | Unknown | 1971-10-07 |  | -39.62 | 989
9945 | Unknown | 1988-11-08 |  | -40 | 989
10881 | Unknown | 1947-02-27 | -39.6 |  | 989
10881 | Unknown | 1947-02-27 |  | -39.62 | 989
10881 | Unknown | 1971-10-07 |  | -40.66 | 989
10883 | Unknown | 1947-05-01 | -35.1 |  | 989
10884 | Winton Formation | 1947-01-01 | -44.2 |  | 989
10884 | Unknown | 1947-06-21 |  | -44.2 | 989
10957 | Winton Formation | 1947-07-20 | -30.48 |  | 989
11202 | Unknown | 1957-09-14 | -47.5 |  | 989
11271 | Winton Formation | 1948-10-13 | -28 |  | 989
11328 | Unknown | 1949-02-12 | -37.49 |  | 989
11417 | Unknown | 1949-06-05 | -44.5 |  | 989
11440 | Unknown | 1949-07-16 |  | -51.21 | 989
11440 | Unknown | 1949-07-26 | -51.21 |  | 989
11440 | Unknown | 1971-10-03 |  | -51.82 | 989
11490 | Unknown | 1949-06-06 | -32.61 |  | 989
11490 | Unknown | 1971-10-07 |  | -34.99 | 989
11875 | Unknown | 1951-09-08 | -36.88 |  | 989
12070 | Unknown | 1951-06-26 | -33.5 |  | 989
12086 | Unknown | 1951-08-24 | -42.67 |  | 989
12431 | Mackunda Formation | 1953-12-01 | -48.77 |  | 989
12431 | Unknown | 1953-12-01 |  | -48.77 | 989
12431 | Unknown | 1971-11-12 |  | -51.57 | 989
12445 | Winton Formation | 1953-10-01 | -39.62 |  | 989
12793 | Winton Formation | 1954-10-30 | -51.8 |  | 989
12806 | Mackunda Formation | 1954-04-30 | -32.92 |  | 989
12807 | Mackunda Formation | 1954-03-19 | -37.8 |  | 989
12836 | Winton Formation | 1953-05-01 | -36.88 |  | 989
12836 | Unknown | 1954-05-01 |  | -36.88 | 989
12836 | Unknown | 1971-08-30 |  | -126.5 | 989
12848 | Winton Formation | 1953-05-23 | -47.85 |  | 989
12907 | Unknown | 1955-07-23 | -68.6 |  | 989
12991 | Winton Formation | 1955-10-30 | -60.96 |  | 989
12991 | Unknown | 1955-10-30 |  | -60.96 | 989
13344 | Unknown | 1957-04-05 | -41.1 |  | 989
13344 | Unknown | 1957-04-05 |  | -41.15 | 989
13344 | Unknown | 1971-10-03 |  | -41.57 | 989
13388 | Unknown | 1957-05-18 | -36.6 |  | 989
13388 | Unknown | 1971-10-03 |  | -37.61 | 989
13445 | Unknown | 1957-09-14 | -42.67 |  | 989
13447 | Winton Formation | 1957-10-19 | -27.43 |  | 989
13591 | Winton Formation | 1947-12-14 | -41.4 |  | 989
13726 | Unknown | 1958-05-12 | -35.1 |  | 989
13727 | Unknown | 1958-08-07 | -40.5 |  | 989
13769 | Winton Formation | 1958-08-09 | -51.21 |  | 989
13790 | Mackunda Formation | 1958-10-25 | -29.87 |  | 989
13790 | Unknown | 1958-10-25 |  | -29.87 | 989
13855 | Winton Formation | 1958-12-08 | -51.82 |  | 989
13902 | Unknown | 1960-05-23 | 0 |  | 989
13902 | Unknown | 1960-12-16 |  | -1.6 | 989
13911 | Winton Formation | 1959-02-21 | -39.32 |  | 989
14084 | Unknown | 1960-01-19 | -30.5 |  | 989
14084 | Unknown | 1960-01-19 |  | -30.48 | 989
14086 | Winton Formation | 1960-12-14 | -46.3 |  | 989
14086 | Unknown | 1971-11-10 |  | -45.6 | 989
14171 | Winton Formation | 1960-01-01 | -74.4 |  | 989
14235 | Winton Formation | 1960-08-04 | -59.4 |  | 989
14264 | Winton Formation | 1960-08-03 | -58.1 |  | 989
14264 | Unknown | 1971-12-08 |  | -58.16 | 989
14340 | Unknown | 1960-01-19 |  | 40.23 | 989
14340 | Winton Formation | 1960-01-23 | -40.2 |  | 989
14340 | Unknown | 1971-12-08 |  | 40.26 | 989
14491 | Winton Formation | 1960-03-12 | -45.7 |  | 989
14491 | Unknown | 1960-03-12 |  | -45.72 | 989
14491 | Unknown | 1971-11-11 |  | -47.15 | 989
14969 | Winton Formation | 1962-02-18 | -41.4 |  | 989
14969 | Unknown | 1968-08-14 |  | -42.06 | 989
15151 | Winton Formation | 1962-06-17 | -41.7 |  | 989
15369 | Winton Formation | 1971-11-11 | -30.5 |  | 989
15370 | Winton Formation | 1962-07-26 | -29.5 |  | 989
15370 | Unknown | 1962-07-26 |  | -29.57 | 989
15546 | Winton Formation | 1963-06-24 | -41.1 |  | 989
15694 | Winton Formation | 1964-01-21 | -43.9 |  | 989
15746 | Winton Formation | 1963-07-25 | -27.1 |  | 989
15746 | Unknown | 1971-09-30 |  | -82.1 | 989
15900 | Mackunda Formation | 1964-07-11 | -56.4 |  | 989
15953 | Unknown | 1964-07-25 | -45.7 |  | 989
15995 | Unknown | 1964-08-09 | -45.42 |  | 989
16045 | Unknown | 1964-11-08 | -40.5 |  | 989
16098 | Winton Formation | 1964-06-26 | -61 |  | 989
16190 | Unknown | 1964-12-14 | -54.9 |  | 989
16190 | Unknown | 1972-02-15 |  | -70.53 | 989
16442 | Mackunda Formation | 1964-12-17 | -62.48 |  | 989
16491 | Winton Formation | 1964-01-01 | -44.7 |  | 989
16491 | Unknown | 1971-11-11 |  | -44.71 | 989
16535 | Unknown | 1965-10-25 | -68.58 |  | 989
16535 | Unknown | 1982-05-06 | -65 |  | 989
16635 | Winton Formation | 1966-03-25 | -22.8 |  | 989
16973 | Unknown | 1966-12-12 | -29 |  | 989
17406 | Winton Formation | 1960-01-01 | -44.6 |  | 989
17407 | Winton Formation | 1960-01-01 | -94.6 |  | 989
18062 | Winton Formation | 1958-06-07 | -42.7 |  | 989
18137 | Winton Formation | 1968-05-30 | -38.1 |  | 989
22807 | Unknown | 1986-04-15 |  | 29.93 | 989
22807 | Unknown | 1999-05-06 |  | 30.65 | 989
22808 | Unknown | 1986-09-19 |  | 42.29 | 989
22808 | Unknown | 1999-05-11 |  | 40.15 | 989
22808 | Unknown | 2010-02-24 |  | 40.14 | 989
22829 | Unknown | 1985-10-10 |  | 21.76 | 989
22829 | Unknown | 1999-01-28 |  | 19.31 | 989
23344 | Unknown | 1988-10-07 |  | 7.48 | 989
26223 | Winton Formation | 1948-07-13 | -64 |  | 989
38727 | Unknown | 1968-08-13 | -54.9 |  | 989
38728 | Winton Formation | 1968-08-13 | -50.9 |  | 989
43465 | Adori Sandstone | 1975-06-30 | -38.1 |  | 989
51062 | Winton Formation | 1975-07-05 | -33 |  | 989
51253 | Winton Formation | 1979-01-01 | -24.4 |  | 989
51264 | Unknown | 1979-07-03 | -39.62 |  | 989
51266 | Unknown | 1979-07-10 | -49.99 |  | 989
51294 | Unknown | 1979-07-29 | -44.2 |  | 989
51294 | Unknown | 1979-07-29 |  | 45.72 | 989
51627 | Unknown | 1982-05-05 | -60 |  | 989
51627 | Unknown | 1982-05-05 |  | -60 | 989
51801 | Unknown | 1985-05-21 |  | 37.02 | 989
51801 | Unknown | 1988-10-04 |  | 41.88 | 989
51801 | Unknown | 1990-03-13 |  | 39.53 | 989
51801 | Unknown | 1992-07-03 |  | 38.41 | 989
51801 | Unknown | 1996-10-28 |  | 38.92 | 989
51801 | Unknown | 1998-11-19 |  | 38.51 | 989
51801 | Unknown | 2001-03-22 |  | 37.39 | 989
51801 | Unknown | 2003-08-12 |  | 37.94 | 989
51801 | Unknown | 2010-02-26 |  | 35.52 | 989
51823 | Unknown | 1983-06-29 | -31.6 |  | 989
51823 | Unknown | 1983-06-29 |  | -31.6 | 989
51943 | Unknown | 1985-10-08 |  | 26.97 | 989
51943 | Unknown | 1988-10-05 |  | 25.85 | 989
51943 | Unknown | 1999-02-19 |  | 25.74 | 989
51943 | Unknown | 2010-02-23 |  | 26.11 | 989
69459 | Injune Creek Group | 1987-11-18 | -7.05 |  | 989
69541 | Unknown | 1989-04-27 |  | 75 | 989
69541 | Unknown | 1989-05-18 |  | 10.73 | 989
69541 | Unknown | 1999-05-05 |  | 11.54 | 989
69597 | Unknown | 1900-01-09 | -23 |  | 989
69597 | Unknown | 1989-05-23 |  | -23 | 989
69783 | Unknown | 1992-05-20 | -50 |  | 989
69828 | Unknown | 1993-08-07 | -5.6 |  | 989
69828 | Unknown | 1993-08-07 |  | 5.6 | 989
93015 | Unknown | 1996-12-11 |  | 14.3 | 989
93196 | Unknown | 1986-09-19 |  | 41.03 | 989
93660 | Unknown | 2000-04-13 |  | -40 | 989
93745 | Unknown | 2001-10-31 |  | 28.4 | 989
118063 | Unknown | 2002-08-23 |  | -32 | 989
118339 | Unknown | 2003-11-03 |  | -24.6 | 989
118340 | Unknown | 2009-07-30 |  | 35.8 | 989
118961 | Unknown | 2007-09-05 |  | -41 | 989
146229 | Unknown | 2009-11-27 |  | 32.4 | 989
146229 | Unknown | 2010-05-04 |  | 40.25 | 989
146247 | Unknown | 2009-11-06 |  | -37 | 989
146295 | Unknown | 2010-09-15 |  | -55 | 989
3130 | Unknown | 1907-01-01 | -7.62 |  | 991
3130 | Unknown | 1977-04-20 | -39.6 |  | 991
3130 | Unknown | 1980-04-20 | -39.6 |  | 991
3131 | Unknown | 1957-05-22 |  | -10.67 | 991
3134 | Unknown | 1912-12-20 | -25.91 |  | 991
3134 | Unknown | 1977-04-20 | -45.7 |  | 991
3141 | Unknown | 1938-01-01 | -39.62 |  | 991
3159 | Unknown | 1963-02-17 | -5.9 |  | 991
3177 | Unknown | 1910-10-01 | -23.4 |  | 991
3185 | Unknown | 1916-02-22 | -29.2 |  | 991
3355 | Unknown | 1914-11-01 | -8.23 |  | 991
3355 | Unknown | 1914-11-01 |  | -8.23 | 991
3355 | Unknown | 1914-12-05 |  | -1.22 | 991
3355 | Unknown | 1932-10-06 | -11.89 |  | 991
3355 | Unknown | 1932-10-06 |  | -11.89 | 991
3355 | Unknown | 1937-06-08 | -14.63 |  | 991
3355 | Unknown | 1937-06-08 |  | -14.63 | 991
3355 | Unknown | 1953-03-17 |  | -14.94 | 991
3355 | Unknown | 1958-11-17 | -15.85 |  | 991
3355 | Unknown | 1958-11-17 |  | -15.85 | 991
3355 | Unknown | 1977-02-23 | -19.81 |  | 991
3355 | Unknown | 1977-02-23 |  | -19.5 | 991
3375 | Unknown | 1977-03-21 | -38.1 |  | 991
3376 | Unknown | 1977-03-21 | -46.9 |  | 991
3379 | Mackunda Formation | 1978-05-01 | -39.6 |  | 991
3381 | Unknown | 1978-01-01 | -30.5 |  | 991
3382 | Unknown | 1910-01-01 | -36.6 |  | 991
3389 | Unknown | 1914-01-01 | -45.7 |  | 991
3390 | Unknown | 1915-01-01 | -30.5 |  | 991
3549 | Unknown | 1907-01-01 |  | -24.38 | 991
3549 | Unknown | 1943-01-29 |  | -36.58 | 991
3549 | Unknown | 1967-02-13 |  | -39.62 | 991
3549 | Unknown | 1971-10-06 |  | -41.38 | 991
3554 | Unknown | 1915-05-12 | -29.9 |  | 991
3555 | Unknown | 1971-10-06 | -52.1 |  | 991
3558 | Unknown | 1971-10-02 | -22.3 |  | 991
3563 | Unknown | 1917-01-01 | -40.2 |  | 991
3566 | Winton Formation | 1971-10-06 | -45.7 |  | 991
3569 | Unknown | 1901-01-01 |  | -5.49 | 991
3569 | Unknown | 1915-06-03 |  | -13.72 | 991
3569 | Unknown | 1939-10-26 |  | -24.38 | 991
3569 | Hutton Sandstone | 1986-12-17 | -42.67 |  | 991
3580 | Unknown | 1915-08-28 | -24.4 |  | 991
3580 | Unknown | 1971-09-27 |  | -36.15 | 991
4094 | Unknown | 1912-09-03 |  | 16.46 | 991
4101 | Unknown | 1971-09-08 |  | -38.59 | 991
4101 | Unknown | 1996-01-01 | -30.5 |  | 991
4103 | Unknown | 1915-07-29 | -37.5 |  | 991
4105 | Winton Formation | 1971-09-01 | -29.4 |  | 991
4111 | Unknown | 1915-07-30 | -43.6 |  | 991
4111 | Unknown | 1971-09-08 |  | -39.26 | 991
4112 | Unknown | 1915-07-27 | -44.8 |  | 991
4114 | Unknown | 1915-07-26 | -37.8 |  | 991
4129 | Winton Formation | 1912-01-01 | -63.4 |  | 991
4761 | Winton Formation | 1971-09-09 | -42.7 |  | 991
4762 | Mackunda Formation | 1949-10-16 | -29.5 |  | 991
4763 | Winton Formation | 1915-08-06 | -24.4 |  | 991
4765 | Winton Formation | 1971-09-10 | -35.6 |  | 991
5479 | Unknown | 1925-01-01 | -51.8 |  | 991
5480 | Unknown | 1925-01-01 | -36.6 |  | 991
5481 | Unknown | 1925-01-01 | -45.7 |  | 991
5482 | Mackunda Formation | 1926-01-01 | -27.4 |  | 991
5483 | Unknown | 1925-01-01 | -48.8 |  | 991
5516 | Mackunda Formation | 1924-01-01 | -33.5 |  | 991
5548 | Unknown | 1971-10-02 |  | -42.18 | 991
5548 | Unknown | 1971-10-04 | -42.1 |  | 991
5565 | Unknown | 1925-01-01 | -24.4 |  | 991
5593 | Unknown | 1923-01-01 | -36.6 |  | 991
5594 | Unknown | 1924-01-01 | -33.5 |  | 991
5595 | Unknown | 1926-01-01 | -24.4 |  | 991
5631 | Unknown | 1918-01-01 | -45.7 |  | 991
5633 | Unknown | 1918-01-01 | -48.8 |  | 991
5749 | Mackunda Formation | 1937-01-01 | -33.5 |  | 991
6081 | Unknown | 1922-01-01 | -30.5 |  | 991
6082 | Unknown | 1919-01-01 | -30.5 |  | 991
6082 | Unknown | 1971-09-27 |  | -28.77 | 991
6273 | Mackunda Formation | 1934-01-01 | -21.3 |  | 991
6274 | Unknown | 1934-01-01 | -30.5 |  | 991
6275 | Mackunda Formation | 1949-03-18 | -35.4 |  | 991
6846 | Unknown | 1926-01-01 | -38.1 |  | 991
7018 | Unknown | 1925-01-01 | -30.5 |  | 991
7019 | Unknown | 1925-01-01 | -30.5 |  | 991
7020 | Unknown | 1925-01-01 | -24.4 |  | 991
7025 | Unknown | 1929-01-01 | -42.7 |  | 991
7026 | Unknown | 1927-01-01 | -30.5 |  | 991
7027 | Mackunda Formation | 1923-01-01 | -30.5 |  | 991
7028 | Unknown | 1925-01-01 | -24.4 |  | 991
7066 | Mackunda Formation | 1938-05-07 | -19.8 |  | 991
7067 | Mackunda Formation | 1938-05-21 | -18.3 |  | 991
7116 | Mackunda Formation | 1971-09-26 | -29.3 |  | 991
7118 | Mackunda Formation | 1971-09-26 | -36.3 |  | 991
7270 | Unknown | 1920-01-01 | -45.7 |  | 991
7574 | Winton Formation | 1937-01-01 | -39.6 |  | 991
7575 | Winton Formation | 1938-10-09 | -48.1 |  | 991
7576 | Winton Formation | 1971-10-11 | -36.6 |  | 991
7687 | Mackunda Formation | 1925-01-01 | -43.6 |  | 991
7688 | Mackunda Formation | 1923-01-01 | -56.1 |  | 991
7692 | Unknown | 1919-01-01 | -38.1 |  | 991
7693 | Unknown | 1924-01-01 | -47.8 |  | 991
7694 | Unknown | 1921-01-01 | -55.2 |  | 991
7695 | Unknown | 1924-01-01 | -59.7 |  | 991
8059 | Unknown | 1925-01-01 | -51.8 |  | 991
8094 | Unknown | 1918-01-01 | -24.4 |  | 991
8095 | Unknown | 1933-01-01 | -44.8 |  | 991
8096 | Unknown | 1/01/1883 | -30.5 |  | 991
8097 | Unknown | 1/01/1883 | -27.4 |  | 991
9085 | Winton Formation | 1942-09-26 | -70.1 |  | 991
9170 | Unknown | 1925-01-01 | -45.7 |  | 991
9171 | Unknown | 1916-01-01 | -44.2 |  | 991
9172 | Unknown | 1922-01-01 | -39.6 |  | 991
9173 | Unknown | 1971-10-02 | -30.5 |  | 991
9174 | Unknown | 1919-01-01 | -45.7 |  | 991
9451 | Unknown | 1943-08-28 | -32 |  | 991
10717 | Mackunda Formation | 1946-08-09 | -64.01 |  | 991
10720 | Mackunda Formation | 1946-09-06 | -40.84 |  | 991
10776 | Unknown | 1946-11-15 | -49.38 |  | 991
10796 | Mackunda Formation | 1949-05-08 | -22.98 |  | 991
10982 | Mackunda Formation | 1947-10-15 | -29.26 |  | 991
10988 | Winton Formation | 1947-08-27 | -32 |  | 991
11031 | Mackunda Formation | 1947-12-20 | -48.46 |  | 991
11048 | Unknown | 1947-11-27 | -52.1 |  | 991
11049 | Unknown | 1947-09-29 | -57.9 |  | 991
11068 | Mackunda Formation | 1948-01-13 | -34.7 |  | 991
11068 | Unknown | 1948-01-13 |  | -34.75 | 991
11069 | Unknown | 1947-10-28 | -44.2 |  | 991
11190 | Mackunda Formation | 1948-02-27 | -49.07 |  | 991
11265 | Mackunda Formation | 1948-11-27 | -29.87 |  | 991
11269 | Unknown | 1948-09-15 | -41.76 |  | 991
11272 | Unknown | 1948-08-14 | -19.81 |  | 991
11273 | Unknown | 1948-10-09 | -24.4 |  | 991
11273 | Unknown | 1948-10-09 |  | -24.38 | 991
11273 | Unknown | 1971-09-07 |  | -24.81 | 991
11350 | Mackunda Formation | 1949-04-14 | -41.15 |  | 991
11356 | Unknown | 1949-04-16 | -44.2 |  | 991
11444 | Unknown | 1949-02-03 | -40.5 |  | 991
11470 | Unknown | 1949-09-01 | -41.1 |  | 991
11470 | Unknown | 1949-09-01 |  | -41.15 | 991
11517 | Mackunda Formation | 1949-11-11 | -39.62 |  | 991
11520 | Mackunda Formation | 1949-12-10 | -38.1 |  | 991
11567 | Winton Formation | 1949-11-27 | -35.3 |  | 991
11586 | Mackunda Formation | 1950-02-08 | -24.69 |  | 991
11635 | Cadna-Owie Formation | 1954-03-25 | -25 |  | 991
11675 | Mackunda Formation | 1950-09-03 | -33.53 |  | 991
11760 | Unknown | 1951-03-10 | -30.5 |  | 991
11761 | Unknown | 1950-12-20 | -21.6 |  | 991
11873 | Mackunda Formation | 1950-07-29 | -33.5 |  | 991
11874 | Mackunda Formation | 1950-07-11 | -36.6 |  | 991
11952 | Mackunda Formation | 1951-11-27 | -31.09 |  | 991
12122 | Mackunda Formation | 1952-11-21 | -42.67 |  | 991
12193 | Mackunda Formation | 1952-01-22 | -27.4 |  | 991
12283 | Unknown | 1953-05-06 | -45.72 |  | 991
12319 | Mackunda Formation | 1953-08-08 | -33.53 |  | 991
12320 | Unknown | 1953-09-12 | -45.72 |  | 991
12339 | Unknown | 1953-08-30 | -25.3 |  | 991
12339 | Unknown | 1953-08-30 |  | -25.3 | 991
12748 | Mackunda Formation | 1955-02-14 | -24.4 |  | 991
12780 | Unknown | 1951-11-08 | -56.7 |  | 991
12780 | Unknown | 1951-11-08 |  | -56.69 | 991
12808 | Unknown | 1956-09-24 | -35 |  | 991
13258 | Unknown | 1956-08-18 | -40.5 |  | 991
13258 | Unknown | 1956-08-18 |  | -40.54 | 991
13258 | Unknown | 1971-09-27 |  | -39.41 | 991
13271 | Mackunda Formation | 1956-12-08 | -63.4 |  | 991
13440 | Unknown | 1957-06-26 | -19.81 |  | 991
13440 | Unknown | 1957-06-26 |  | -19.81 | 991
13440 | Unknown | 1977-02-02 | -18.29 |  | 991
13440 | Unknown | 1977-02-02 |  | -18.29 | 991
13440 | Unknown | 1994-06-14 | -16.76 |  | 991
13440 | Unknown | 1994-06-14 |  | -16.8 | 991
13446 | Mackunda Formation | 1957-10-10 | -33.53 |  | 991
13607 | Mackunda Formation | 1958-05-07 | -32 |  | 991
13643 | Mackunda Formation | 1958-07-04 | -56.4 |  | 991
13648 | Mackunda Formation | 1958-06-05 | -50.29 |  | 991
13651 | Unknown | 1958-02-19 | -54.9 |  | 991
13738 | Mackunda Formation | 1956-03-12 | -25.9 |  | 991
13739 | Mackunda Formation | 1957-08-01 | -31.39 |  | 991
13792 | Winton Formation | 1958-10-25 | -57.3 |  | 991
13811 | Unknown | 1958-09-20 | -45.72 |  | 991
13848 | Unknown | 1958-08-30 | -62.2 |  | 991
13923 | Hutton Sandstone | 1961-11-02 | -16.76 |  | 991
13967 | Unknown | 1959-06-13 | -34.44 |  | 991
13980 | Unknown | 1959-01-01 | -33.5 |  | 991
14038 | Unknown | 1959-07-11 | -25 |  | 991
14125 | Unknown | 1960-06-30 | -23.5 |  | 991
14168 | Mackunda Formation | 1960-07-09 | -34.1 |  | 991
14389 | Unknown | 1960-08-30 | -39.6 |  | 991
14640 | Mackunda Formation | 1978-05-01 | -42.7 |  | 991
14641 | Mackunda Formation | 1961-01-01 | -54.9 |  | 991
14977 | Mackunda Formation | 1961-01-01 | -53 |  | 991
15060 | Unknown | 1962-01-01 | -33.8 |  | 991
15363 | Unknown | 1962-08-01 | -42.7 |  | 991
15429 | Mackunda Formation | 1957-08-30 | -42.67 |  | 991
15435 | Winton Formation | 1962-11-28 | -50.3 |  | 991
15442 | Unknown | 1962-12-09 | -23.2 |  | 991
15559 | Unknown | 1963-07-13 | -24.4 |  | 991
15752 | Mackunda Formation | 1964-01-01 | -43 |  | 991
15819 | Unknown | 1964-05-24 | -43.3 |  | 991
15939 | Unknown | 1964-06-27 | -33.8 |  | 991
15973 | Mackunda Formation | 1948-04-06 | -30.5 |  | 991
16130 | Hooray Sandstone | 1965-10-30 | -71.6 |  | 991
16297 | Winton Formation | 1965-01-01 | -33.5 |  | 991
16403 | Mackunda Formation | 1959-01-01 | -41.15 |  | 991
16458 | Unknown | 1966-03-24 | -76.2 |  | 991
16913 | Unknown | 1967-09-05 | -32.9 |  | 991
17554 | Unknown | 1967-12-30 |  | -44 | 991
17554 | Unknown | 1967-12-31 | -44 |  | 991
26419 | Mackunda Formation | 1965-01-01 | -22.5 |  | 991
26433 | Winton Formation | 1965-06-28 | -35.9 |  | 991
26433 | Unknown | 1965-06-28 |  | -35.97 | 991
31337 | Unknown | 1969-04-01 | -54.9 |  | 991
51160 | Mackunda Formation | 1977-06-01 | -47 |  | 991
51161 | Mackunda Formation | 1977-06-11 | -23 |  | 991
51161 | Unknown | 1977-06-11 |  | -23 | 991
51238 | Hooray Sandstone | 1978-12-08 | -65 |  | 991
51365 | Hutton Sandstone | 1980-06-26 | -67 |  | 991
51418 | Unknown | 1980-10-28 | -16.2 |  | 991
51610 | Unknown | 1982-02-11 | -37 |  | 991
51623 | Mackunda Formation | 1982-02-10 | -30 |  | 991
51660 | Unknown | 1982-12-18 | -23 |  | 991
51689 | Unknown | 1984-04-06 | -60 |  | 991
51987 | Unknown | 1984-04-06 | -45 |  | 991
69039 | Hooray Sandstone | 1985-02-25 | -79 |  | 991
69059 | Hooray Sandstone | 1985-04-12 | -31 |  | 991
69240 | Unknown | 1985-09-21 | -88 |  | 991
69302 | Unknown | 1986-03-17 | -24.6 |  | 991
69325 | Unknown | 1986-04-02 | -48.7 |  | 991
69422 | Hutton Sandstone | 1988-06-17 | -55.47 |  | 991
69501 | Unknown | 1988-01-31 | -7.6 |  | 991
69512 | Hooray Sandstone | 1988-07-31 | -46 |  | 991
69512 | Unknown | 1988-07-31 |  | 46 | 991
69514 | Unknown | 1988-09-18 |  | -54 | 991
69514 | Unknown | 1988-09-18 |  | -54 | 991
69973 | Unknown | 1996-03-22 |  | -20 | 991
93909 | Unknown | 2003-02-28 |  | -8.4 | 991
93909 | Unknown | 2003-02-28 |  | -8.4 | 991
93909 | Unknown | 2003-02-28 |  | -8.4 | 991
93927 | Unknown | 2005-07-09 |  | 9.78 | 991
118761 | Unknown | 2006-03-27 |  | -50 | 991
118762 | Unknown | 2006-03-26 |  | -50 | 991
118974 | Unknown | 2007-10-13 |  | -108 | 991
146167 | Unknown | 2009-07-02 |  | -44 | 991
146168 | Unknown | 2009-07-04 |  | -51 | 991
146169 | Unknown | 2009-07-07 |  | -34 | 991
146170 | Unknown | 2009-07-15 |  | -51 | 991
146171 | Unknown | 2009-07-22 |  | -42 | 991
146172 | Unknown | 2009-06-28 |  | -63 | 991
363 | Unknown | 1925-06-01 |  | 14.09 | 996
363 | Unknown | 1984-05-01 |  | 9.29 | 996
1434 | Unknown | 1914-02-25 |  | -15.24 | 996
1434 | Unknown | 1929-03-09 |  | -27.43 | 996
1434 | Unknown | 1937-05-13 |  | -15.24 | 996
1434 | Unknown | 1949-04-21 |  | -15.24 | 996
1434 | Unknown | 1953-03-13 |  | -18.29 | 996
1434 | Unknown | 1977-12-30 |  | -21.3 | 996
1440 | Unknown | 1977-12-30 |  | -4.22 | 996
2362 | Winton Formation | 1965-05-27 | -32 |  | 996
2362 | Winton Formation | 1983-11-11 | -36.57 |  | 996
2375 | Unknown | 1914-01-01 | -45.7 |  | 996
2388 | Unknown | 1913-01-01 | -31.7 |  | 996
2389 | Unknown | 1915-01-01 | -28 |  | 996
2390 | Unknown | 1965-05-27 |  | -4.57 | 996
2895 | Unknown | 1914-01-01 | -18.3 |  | 996
2897 | Mackunda Formation | 1914-01-01 | -22.8 |  | 996
2899 | Mackunda Formation | 1914-01-01 | -24.4 |  | 996
2903 | Unknown | 1915-01-01 | -35 |  | 996
2904 | Unknown | 1915-01-01 | -45.7 |  | 996
2904 | Unknown | 1916-05-16 |  | -45.7 | 996
2905 | Mackunda Formation | 1915-01-01 | -35 |  | 996
2909 | Unknown | 2003-05-08 |  | 7.15 | 996
2919 | Unknown | 1916-06-01 |  | 10.15 | 996
3169 | Unknown | 1983-06-23 | -48.76 |  | 996
3169 | Unknown | 1/01/1889 | -33.52 |  | 996
3171 | Unknown | 1911-01-01 | -28.3 |  | 996
3173 | Unknown | 1914-01-01 | -36.6 |  | 996
3174 | Mackunda Formation | 1914-01-01 | -39 |  | 996
3175 | Unknown | 1984-09-12 |  | 8.38 | 996
3175 | Unknown | 1985-03-12 |  | 7.87 | 996
3175 | Unknown | 2001-09-04 |  | 7.66 | 996
3175 | Unknown | 2005-09-07 |  | 8.79 | 996
3186 | Unknown | 1964-01-01 | -24.4 |  | 996
3187 | Unknown | 1914-01-01 | -24.4 |  | 996
3356 | Unknown | 1914-10-12 |  | -4.57 | 996
3356 | Unknown | 1931-04-15 |  | -16.46 | 996
3356 | Unknown | 1937-06-16 |  | -18.29 | 996
3356 | Unknown | 1950-01-16 |  | -12.8 | 996
3374 | Unknown | 1943-01-21 |  | -5.49 | 996
3656 | Unknown | 1923-05-19 |  | 4.88 | 996
3656 | Unknown | 1947-10-08 |  | -5.49 | 996
3657 | Unknown | 1925-10-16 |  | 9.85 | 996
3657 | Unknown | 1931-04-15 |  | 8.84 | 996
3657 | Unknown | 2003-06-22 |  | 5.72 | 996
4004 | Unknown | 1966-09-26 |  | 25.36 | 996
4238 | Unknown | 1939-04-06 |  | -2.44 | 996
4238 | Unknown | 1948-10-15 |  | -2.74 | 996
4238 | Unknown | 1949-07-12 |  | -3.05 | 996
4238 | Unknown | 1953-03-17 |  | -2.74 | 996
4238 | Unknown | 1980-11-20 |  | -6.1 | 996
4238 | Unknown | 31/12/1899 |  | 40 | 996
4239 | Unknown | 31/12/1899 |  | 49 | 996
5032 | Unknown | 1936-05-01 |  | 5.78 | 996
5126 | Unknown | 1934-01-01 | -30.48 |  | 996
5126 | Unknown | 1983-08-16 | -4.26 |  | 996
5132 | Unknown | 1936-05-28 | -17.8 |  | 996
5441 | Unknown | 1937-03-20 | -32 |  | 996
5732 | Unknown | 1919-01-01 | -42.7 |  | 996
6514 | Unknown | 1938-02-18 | -12.2 |  | 996
6780 | Unknown | 1990-05-08 |  | -20 | 996
6944 | Mackunda Formation | 1937-12-04 | -27.4 |  | 996
7446 | Unknown | 1919-01-01 | -24.4 |  | 996
7656 | Mackunda Formation | 1919-01-01 | -36.6 |  | 996
10740 | Winton Formation | 1946-09-29 | -22.86 |  | 996
10740 | Unknown | 1946-09-29 |  | -22.86 | 996
10769 | Mackunda Formation | 1946-01-01 | -27.4 |  | 996
10769 | Unknown | 1946-01-01 |  | -27.4 | 996
11308 | Unknown | 1992-12-23 | -14.63 |  | 996
11416 | Unknown | 1949-07-29 | -31.7 |  | 996
11416 | Unknown | 1949-07-29 |  | -31.7 | 996
11455 | Winton Formation | 1949-08-13 | -32 |  | 996
11455 | Unknown | 1949-08-13 |  | -32 | 996
11455 | Unknown | 1984-08-24 |  | -73.2 | 996
11599 | Unknown | 1965-05-27 |  | -42.67 | 996
11803 | Unknown | 1951-04-30 | -42.67 |  | 996
11805 | Unknown | 1951-05-31 | -34.44 |  | 996
11805 | Unknown | 1965-05-27 |  | -60.96 | 996
12015 | Mackunda Formation | 1950-01-13 | -27.43 |  | 996
12126 | Unknown | 1953-10-09 |  | 4.37 | 996
12126 | Unknown | 2004-09-03 | 0.15 |  | 996
12175 | Mackunda Formation | 1952-10-25 | -32 |  | 996
12261 | Unknown | 1953-01-06 | -42.7 |  | 996
12282 | Mackunda Formation | 1953-03-11 | -30.48 |  | 996
12370 | Mackunda Formation | 1953-05-28 | -44.2 |  | 996
12614 | Mackunda Formation | 1954-06-25 | -33.8 |  | 996
12653 | Unknown | 1954-10-23 | -27.43 |  | 996
12664 | Mackunda Formation | 1953-09-17 | -30.48 |  | 996
12665 | Mackunda Formation | 1953-11-06 | -53.34 |  | 996
12724 | Mackunda Formation | 1954-05-10 | -74.68 |  | 996
13089 | Mackunda Formation | 1954-09-10 | -35.36 |  | 996
13090 | Mackunda Formation | 1954-11-26 | -39.62 |  | 996
13182 | Winton Formation | 1956-05-08 | -43.59 |  | 996
13333 | Mackunda Formation | 1956-10-23 | -35 |  | 996
13847 | Unknown | 1958-08-05 | -24.4 |  | 996
13970 | Unknown | 1960-03-23 |  | 4.93 | 996
15057 | Unknown | 1962-01-01 | -39.62 |  | 996
15467 | Unknown | 1962-12-23 | -34.7 |  | 996
15506 | Unknown | 1967-05-01 |  | 13.56 | 996
15751 | Mackunda Formation | 1964-02-14 | -32.31 |  | 996
15751 | Unknown | 1964-02-14 |  | -32.31 | 996
15751 | Unknown | 1964-08-24 |  | -28.3 | 996
16266 | Unknown | 1989-09-07 |  | 20.43 | 996
16266 | Unknown | 2001-09-04 |  | 21.35 | 996
16266 | Unknown | 2010-03-09 |  | 22.51 | 996
17044 | Unknown | 1966-10-14 | -34.14 |  | 996
18380 | Winton Formation | 1957-08-20 | -27.43 |  | 996
18380 | Winton Formation | 1983-11-11 | -27.43 |  | 996
51430 | Unknown | 1980-09-22 | -3.5 |  | 996
51430 | Unknown | 1980-09-22 |  | -3.5 | 996
51655 | Hutton Sandstone | 1982-08-16 | -4 |  | 996
51655 | Unknown | 1994-11-09 |  | -6 | 996
69215 | Unknown | 1985-05-30 | -35 |  | 996
69216 | Unknown | 1985-01-01 | -61 |  | 996
69287 | Hutton Sandstone | 1986-04-14 | -5.18 |  | 996
69287 | Unknown | 1986-04-14 |  | -5.18 | 996
69496 | Unknown | 1988-06-09 |  | 20.33 | 996
69496 | Unknown | 1994-02-21 |  | 22.47 | 996
69496 | Unknown | 2001-11-06 |  | 22.47 | 996
93410 | Unknown | 1997-11-12 |  | 8.99 | 996
93410 | Unknown | 2000-09-07 |  | 8.79 | 996
93410 | Unknown | 2006-07-21 |  | 9.2 | 996
93410 | Unknown | 2009-10-21 |  | 9.2 | 996
93883 | Unknown | 2002-02-28 |  | 20.12 | 996
118052 | Unknown | 2004-11-03 |  | 4.78 | 996
118052 | Unknown | 2009-10-22 |  | 4.58 | 996
118355 | Unknown | 2005-07-25 |  | 4.6 | 996
118355 | Unknown | 2005-09-08 |  | 5.36 | 996
118682 | Unknown | 2005-10-10 |  | -41 | 996
118814 | Unknown | 2006-10-01 |  | -27 | 996
118815 | Unknown | 2006-10-07 |  | -37 | 996
118816 | Unknown | 2006-10-04 |  | -38 | 996
118968 | Unknown | 2007-08-30 |  | 3.06 | 996
118968 | Unknown | 2007-10-09 |  | 19.58 | 996
146093 | Unknown | 2008-09-29 |  | 2.04 | 996
146093 | Unknown | 2009-03-31 |  | 4 | 996
146102 | Unknown | 2008-10-22 |  | 1.33 | 996
146102 | Unknown | 2009-04-01 |  | 1.99 | 996
146160 | Unknown | 2009-06-02 |  | -4.2 | 996
146237 | Unknown | 2009-12-07 |  | 2.04 | 996
146237 | Unknown | 2010-10-28 |  | 4.45 | 996
146290 | Unknown | 2010-07-20 |  | -1 | 996
2387 | Mackunda Formation | 1913-01-01 | -36.6 |  | 999
69085 | Unknown | 1985-04-17 | -33 |  | 999
69085 | Unknown | 1985-04-17 |  | -33 | 999
1909 | Unknown | 1939-02-09 |  | -7.01 | 1005
1909 | Unknown | 1943-08-29 |  | -3.66 | 1005
1909 | Unknown | 1952-05-29 |  | -3.35 | 1005
1909 | Unknown | 1965-06-02 |  | -30.48 | 1005
1910 | Unknown | 1923-05-01 |  | 22.56 | 1005
1912 | Unknown | 1943-08-29 |  | -11.89 | 1005
1912 | Unknown | 1952-05-30 |  | -5.5 | 1005
1912 | Unknown | 1960-09-26 |  | -7.54 | 1005
1912 | Unknown | 1965-06-02 |  | -9.14 | 1005
1913 | Unknown | 1912-01-01 | -10.3 |  | 1005
1915 | Winton Formation | 1915-01-01 | -36.6 |  | 1005
1917 | Winton Formation | 1915-01-01 | -36.6 |  | 1005
2351 | Unknown | 1905-01-01 |  | 23.77 | 1005
2351 | Unknown | 1948-04-30 |  | -6.4 | 1005
2351 | Unknown | 1952-09-21 |  | -1.83 | 1005
2351 | Unknown | 1965-06-29 |  | -2.97 | 1005
2383 | Mackunda Formation | 1912-01-01 | -30.5 |  | 1005
4409 | Unknown | 1952-02-01 |  | 0 | 1005
4409 | Unknown | 1955-09-01 |  | -1 | 1005
4409 | Unknown | 1959-02-01 |  | -1 | 1005
4409 | Unknown | 1963-11-01 |  | -1.5 | 1005
7257 | Mackunda Formation | 1923-02-16 | -57.3 |  | 1005
7257 | Unknown | 1952-05-01 |  | -48.77 | 1005
7257 | Unknown | 1985-05-13 |  | -108 | 1005
7657 | Winton Formation | 1965-05-27 | -30.5 |  | 1005
7657 | Winton Formation | 1983-11-11 | -22.86 |  | 1005
8017 | Mackunda Formation | 1938-06-06 | -45.7 |  | 1005
11054 | Unknown | 1948-01-13 | -53.3 |  | 1005
15299 | Mackunda Formation | 1959-11-01 | -28.96 |  | 1005
30351 | Hooray Sandstone | 1957-07-22 | -35.05 |  | 1005
309 | Unknown | 1974-10-20 |  | 9.08 | 1008
309 | Unknown | 1976-04-14 |  | 9.64 | 1008
309 | Unknown | 1976-04-14 |  | 9.6 | 1008
309 | Unknown | 1985-07-22 |  | 9.81 | 1008
309 | Unknown | 1987-03-17 |  | 9.4 | 1008
309 | Unknown | 1991-07-05 |  | 9.91 | 1008
309 | Unknown | 1992-03-19 |  | 10.11 | 1008
309 | Unknown | 1993-04-02 |  | 10.52 | 1008
309 | Unknown | 2004-04-22 |  | 11.71 | 1008
312 | Unknown | 1912-09-18 |  | 4.15 | 1008
312 | Unknown | 1922-05-01 |  | 1.73 | 1008
312 | Unknown | 1934-01-01 |  | 0 | 1008
312 | Unknown | 1948-04-01 |  | -3.66 | 1008
313 | Unknown | 1904-06-21 |  | 12.95 | 1008
313 | Unknown | 1912-04-16 |  | 9.14 | 1008
313 | Unknown | 1924-11-17 |  | 10.67 | 1008
313 | Unknown | 1935-10-01 |  | 3.96 | 1008
313 | Unknown | 1993-12-13 |  | 3.37 | 1008
313 | Unknown | 2003-08-06 |  | 5.05 | 1008
314 | Unknown | 1912-04-01 |  | 6.1 | 1008
314 | Unknown | 1924-11-01 |  | 2.82 | 1008
314 | Unknown | 1935-01-01 |  | -15.24 | 1008
314 | Unknown | 1944-01-01 |  | -15.24 | 1008
314 | Unknown | 1946-01-01 |  | -15.54 | 1008
1246 | Ronlow Beds | 1919-01-01 | -10.9 |  | 1008
1354 | Unknown | 1912-09-01 |  | 4.57 | 1008
1355 | Unknown | 1912-05-02 | -12.19 |  | 1008
1355 | Unknown | 1912-05-02 |  | -12.19 | 1008
1355 | Unknown | 1937-01-01 | -14.63 |  | 1008
1355 | Unknown | 1937-01-01 |  | -14.63 | 1008
1355 | Unknown | 1952-03-31 | -9.14 |  | 1008
1355 | Unknown | 1952-03-31 |  | -14.57 | 1008
1355 | Unknown | 1965-04-23 | -4.57 |  | 1008
1355 | Unknown | 1965-04-23 |  | -21.3 | 1008
1355 | Unknown | 1/01/1899 | 0 |  | 1008
1355 | Unknown | 1/04/1899 | -0.61 |  | 1008
1355 | Unknown | 6/11/1899 | -1.52 |  | 1008
1356 | Unknown | 1948-03-31 |  | -1.52 | 1008
1356 | Unknown | 1956-05-25 |  | -1.85 | 1008
1356 | Unknown | 1965-04-23 | -4.88 |  | 1008
1356 | Unknown | 1965-04-23 |  | -4.88 | 1008
1356 | Unknown | 1972-04-19 | -4.42 |  | 1008
1356 | Unknown | 1972-04-19 |  | -4.4 | 1008
1356 | Unknown | 2004-07-07 |  | -1.98 | 1008
1356 | Unknown | 1/01/1895 | 0 |  | 1008
1358 | Unknown | 1908-01-01 |  | 7.01 | 1008
1364 | Unknown | 1972-04-20 | -6.1 |  | 1008
1364 | Unknown | 1972-04-20 |  | -6.1 | 1008
1372 | Unknown | 1912-08-01 |  | 5.12 | 1008
1373 | Unknown | 1912-08-01 |  | 8.84 | 1008
1374 | Unknown | 1912-08-01 |  | 5.11 | 1008
1374 | Unknown | 2004-03-26 |  | -0.86 | 1008
1390 | Unknown | 1907-05-01 |  | -5.49 | 1008
1390 | Unknown | 1911-09-01 |  | -9.14 | 1008
1390 | Unknown | 1939-10-01 |  | -12.19 | 1008
1390 | Unknown | 1972-04-18 |  | -10.97 | 1008
1390 | Unknown | 1994-01-01 |  | -15.24 | 1008
1394 | Unknown | 1907-01-01 |  | -4.57 | 1008
1394 | Unknown | 1912-05-09 |  | -6.71 | 1008
1394 | Unknown | 1939-10-01 |  | -10.67 | 1008
1394 | Unknown | 1972-04-18 |  | -12.19 | 1008
1394 | Unknown | 2004-07-07 |  | -5.45 | 1008
1448 | Unknown | 1916-07-22 |  | -4.88 | 1008
1448 | Unknown | 1929-04-15 |  | -9.14 | 1008
1448 | Unknown | 1941-08-30 |  | -10.97 | 1008
1448 | Unknown | 31/12/1899 |  | 24 | 1008
1456 | Unknown | 1996-03-07 |  | 7.25 | 1008
1456 | Unknown | 2000-03-09 |  | 7.15 | 1008
1457 | Unknown | 1917-02-01 |  | 6.4 | 1008
1457 | Unknown | 2000-03-08 |  | 1.53 | 1008
1923 | Hooray Sandstone | 1915-05-25 | 15.3 |  | 1008
1923 | Unknown | 1917-02-12 |  | 15.36 | 1008
1923 | Unknown | 1987-04-03 |  | 10.15 | 1008
1923 | Unknown | 2002-07-25 |  | 10.22 | 1008
1923 | Unknown | 2003-06-19 |  | 10.61 | 1008
2136 | Unknown | 1912-08-17 |  | -4.72 | 1008
2136 | Unknown | 1937-03-22 |  | -9.14 | 1008
2136 | Unknown | 1942-03-28 |  | -9.14 | 1008
2136 | Unknown | 1948-01-23 |  | -9.14 | 1008
2136 | Unknown | 1965-04-12 |  | -9.45 | 1008
2136 | Unknown | 1972-04-19 |  | -9.2 | 1008
2136 | Unknown | 2004-07-08 |  | -9.47 | 1008
2138 | Unknown | 1912-08-20 |  | -5.26 | 1008
2138 | Unknown | 1937-03-22 |  | -9.14 | 1008
2138 | Unknown | 1948-01-23 |  | -7.62 | 1008
2138 | Unknown | 1965-04-13 |  | -10.36 | 1008
2138 | Unknown | 2004-07-07 |  | -10.63 | 1008
2140 | Unknown | 1928-01-01 | -114.3 |  | 1008
2140 | Unknown | 1939-01-01 | -121.92 |  | 1008
2145 | Unknown | 1912-09-13 |  | -1.83 | 1008
2145 | Unknown | 1939-12-27 |  | -9.14 | 1008
2145 | Unknown | 1948-02-20 |  | -9.14 | 1008
2145 | Unknown | 1952-03-25 |  | -9.75 | 1008
2145 | Unknown | 1956-05-22 |  | -9.75 | 1008
2149 | Unknown | 1912-08-01 |  | 4.57 | 1008
2153 | Unknown | 1948-02-20 |  | -3.35 | 1008
2153 | Unknown | 1957-02-26 |  | -3.05 | 1008
2155 | Unknown | 1912-08-01 |  | 18.29 | 1008
2155 | Unknown | 1972-02-17 |  | 13.03 | 1008
2155 | Unknown | 1985-07-24 |  | 13.08 | 1008
2156 | Unknown | 1912-09-01 |  | 5.97 | 1008
2159 | Unknown | 1990-11-09 |  | 1.12 | 1008
2159 | Unknown | 1991-06-26 |  | 1.23 | 1008
2159 | Unknown | 1992-03-18 |  | 1.63 | 1008
2159 | Unknown | 2000-04-06 |  | 2.96 | 1008
2160 | Unknown | 1912-09-01 |  | 11.67 | 1008
2160 | Unknown | 1992-03-17 |  | 13.69 | 1008
2162 | Coreena Member | 1912-10-31 | -53.3 |  | 1008
2162 | Coreena Member | 1939-01-01 | -30.48 |  | 1008
2162 | Coreena Member | 1956-05-22 | -52.73 |  | 1008
2163 | Unknown | 1971-12-01 |  | -3.81 | 1008
2168 | Unknown | 1970-11-25 |  | 5.98 | 1008
2168 | Hooray Sandstone | 1974-07-11 | 11.2 |  | 1008
2168 | Unknown | 1974-07-17 |  | 4.93 | 1008
2168 | Unknown | 1993-05-17 |  | 11.44 | 1008
2168 | Unknown | 2003-09-22 |  | 12.98 | 1008
3078 | Unknown | 1910-01-01 | -18.29 |  | 1008
4256 | Unknown | 2003-07-15 |  | 4.75 | 1008
4283 | Unknown | 1923-09-20 |  | -20.73 | 1008
4283 | Unknown | 1939-10-20 |  | -24.38 | 1008
4283 | Unknown | 1952-03-19 |  | -36.58 | 1008
4283 | Hooray Sandstone | 1982-01-20 | -26 |  | 1008
4283 | Hooray Sandstone | 19/03/1852 | -36.6 |  | 1008
4284 | Unknown | 1905-08-28 |  | -2.97 | 1008
4284 | Unknown | 1907-05-02 |  | -4.88 | 1008
4284 | Unknown | 1912-04-14 |  | -8.84 | 1008
4284 | Unknown | 1923-09-19 |  | -9.75 | 1008
4284 | Unknown | 1938-11-26 |  | -14.02 | 1008
4284 | Unknown | 1952-04-02 |  | -19.51 | 1008
4284 | Unknown | 1971-11-25 |  | -12.19 | 1008
4284 | Unknown | 1982-11-29 | -12.19 |  | 1008
4286 | Unknown | 1923-09-20 |  | 5.49 | 1008
4286 | Unknown | 1952-01-30 |  | 0.3 | 1008
4286 | Unknown | 31/12/1899 |  | 13 | 1008
4287 | Unknown | 1923-09-01 |  | 1.52 | 1008
4287 | Unknown | 1948-02-20 |  | -2.44 | 1008
4287 | Unknown | 1952-04-01 |  | -2.44 | 1008
4287 | Unknown | 1965-10-28 |  | -3.18 | 1008
4287 | Unknown | 1965-11-01 |  | -3.18 | 1008
4287 | Unknown | 1966-10-27 |  | -3.18 | 1008
4287 | Unknown | 1967-06-01 |  | -3.18 | 1008
4287 | Unknown | 1968-03-14 |  | -3.18 | 1008
4287 | Unknown | 1971-11-25 |  | -2.13 | 1008
4287 | Unknown | 2004-04-22 |  | -1.37 | 1008
4287 | Unknown | 31/12/1899 |  | 19 | 1008
4289 | Unknown | 1899-12-31 | -4.88 |  | 1008
4289 | Unknown | 1911-01-01 | -11.58 |  | 1008
4289 | Unknown | 1911-01-01 |  | -11.58 | 1008
4289 | Unknown | 1923-01-01 | -15.24 |  | 1008
4289 | Unknown | 1923-09-18 |  | -15.23 | 1008
4289 | Unknown | 1937-04-12 |  | -18.29 | 1008
4289 | Unknown | 1972-04-20 |  | -9.14 | 1008
4289 | Unknown | 1972-11-24 |  | -9.14 | 1008
4289 | Unknown | 1989-06-02 |  | 1 | 1008
4290 | Unknown | 1912-08-01 |  | 0.61 | 1008
4290 | Unknown | 1923-09-20 |  | -4.05 | 1008
4290 | Unknown | 1939-10-20 |  | -6.1 | 1008
4290 | Unknown | 1952-03-19 |  | -9.14 | 1008
4290 | Unknown | 1982-01-20 | -5 |  | 1008
4290 | Unknown | 11/04/1856 | -9.1 |  | 1008
4290 | Unknown | 31/12/1899 |  | 16 | 1008
4291 | Unknown | 1923-09-19 |  | -2.64 | 1008
4291 | Unknown | 1939-10-02 |  | -5.49 | 1008
4291 | Unknown | 1952-04-01 |  | -5.18 | 1008
4291 | Unknown | 1972-04-20 |  | -5.73 | 1008
4291 | Unknown | 31/12/1899 |  | 18 | 1008
4292 | Unknown | 1923-09-01 |  | 7.32 | 1008
4293 | Unknown | 1923-09-01 |  | 3.66 | 1008
4294 | Unknown | 1937-03-27 | -6.1 |  | 1008
4295 | Unknown | 1937-03-27 | -4.5 |  | 1008
4296 | Unknown | 1990-08-13 |  | 2.25 | 1008
4296 | Unknown | 1991-06-26 |  | 2.35 | 1008
4296 | Unknown | 1992-03-17 |  | 2.86 | 1008
4296 | Unknown | 1993-04-02 |  | 2.96 | 1008
4299 | Unknown | 1919-01-01 | -21.3 |  | 1008
4300 | Unknown | 1930-01-01 |  | 7.32 | 1008
4300 | Hooray Sandstone | 1930-04-02 | -7 |  | 1008
7778 | Unknown | 1972-04-18 |  | -12.34 | 1008
7783 | Unknown | 1934-01-01 | -61 |  | 1008
10778 | Unknown | 1947-01-01 | -6.1 |  | 1008
11657 | Hutton Sandstone | 1951-04-21 | -0.91 |  | 1008
11657 | Unknown | 1967-06-01 |  | -3.66 | 1008
11657 | Unknown | 1971-11-23 |  | -3.66 | 1008
12589 | Hooray Sandstone | 1954-07-24 | -0.74 |  | 1008
12855 | Unknown | 1992-03-18 |  | 5.52 | 1008
12855 | Unknown | 2003-01-14 |  | 4.9 | 1008
13305 | Wallumbilla Formation | 2003-09-22 | -2.3 |  | 1008
15463 | Hutton Sandstone | 1963-05-20 | -1.2 |  | 1008
15577 | Hooray Sandstone | 1963-10-12 | -20.12 |  | 1008
18143 | Tertiary | 1968-10-17 | -27.43 |  | 1008
18385 | Unknown | 1967-01-01 |  | -92.9 | 1008
18385 | Unknown | 1967-09-01 | -93 |  | 1008
22658 | Unknown | 2000-08-23 |  | 14.61 | 1008
51291 | Unknown | 1979-11-28 | -3.6 |  | 1008
69702 | Unknown | 1991-08-21 | -23 |  | 1008
69879 | Unknown | 1993-06-30 |  | -5 | 1008
90157 | Tertiary | 1995-03-27 | -18.8 |  | 1008
93431 | Unknown | 1998-10-26 |  | 2.96 | 1008
93483 | Unknown | 1998-07-27 |  | -3 | 1008
93693 | Unknown | 2000-05-17 |  | 2.04 | 1008
93693 | Unknown | 2003-02-27 |  | 2.04 | 1008
93744 | Unknown | 2003-05-28 |  | -1.62 | 1008
103269 | Moolayember Formation | 1998-08-01 | -7.17 |  | 1008
103269 | Moolayember Formation | 1999-10-20 | -7.95 |  | 1008
103269 | Moolayember Formation | 2000-02-10 | -7.89 |  | 1008
103269 | Moolayember Formation | 2000-03-28 | -7.66 |  | 1008
103269 | Moolayember Formation | 2000-08-01 | -7.5 |  | 1008
103269 | Moolayember Formation | 2000-10-25 | -7.58 |  | 1008
103269 | Moolayember Formation | 2001-03-09 | -7.3 |  | 1008
103269 | Moolayember Formation | 2001-08-15 | -7.42 |  | 1008
103270 | Moolayember Formation | 1998-07-31 | -5.33 |  | 1008
103270 | Moolayember Formation | 1999-10-20 | -7.37 |  | 1008
103270 | Moolayember Formation | 2000-02-10 | -7.14 |  | 1008
103270 | Moolayember Formation | 2000-08-01 | -6.59 |  | 1008
103270 | Moolayember Formation | 2000-10-25 | -6.84 |  | 1008
103270 | Moolayember Formation | 2000-12-20 | -6.74 |  | 1008
103270 | Moolayember Formation | 2001-03-09 | -6.44 |  | 1008
103270 | Moolayember Formation | 2001-08-15 | -6.58 |  | 1008
118089 | Unknown | 2003-03-03 |  | 1.3 | 1008
118098 | Unknown | 2003-03-04 |  | 17.09 | 1008
118356 | Unknown | 2003-07-14 |  | 6.74 | 1008
118391 | Unknown | 2003-07-24 |  | 5.41 | 1008
118407 | Hooray Sandstone | 2003-12-14 | 1.43 |  | 1008
118407 | Unknown | 2003-12-14 |  | 1.43 | 1008
118407 | Unknown | 2004-03-09 |  | 2.91 | 1008
118810 | Unknown | 2006-10-12 |  | 1.02 | 1008
118810 | Unknown | 2007-04-12 |  | 2.57 | 1008
118980 | Unknown | 2007-09-22 |  | 2.04 | 1008
118980 | Unknown | 2007-11-14 |  | 3.36 | 1008
1534 | Unknown | 1918-01-01 |  | -21.95 | 1010
1534 | Unknown | 1959-04-20 |  | -3.05 | 1010
12561 | Unknown | 1959-04-24 | -0.3 |  | 1010
12561 | Unknown | 1959-04-24 |  | -0.3 | 1010
12561 | Unknown | 1965-08-06 |  | -0.61 | 1010
13927 | Unknown | 1998-11-17 | 10 |  | 1010
13927 | Unknown | 1998-11-17 |  | 10 | 1010
15882 | Unknown | 1964-06-09 |  | 8.94 | 1010
15882 | Unknown | 1970-02-03 |  | 2.47 | 1010
25614 | Unknown | 1974-08-25 | -15.2 |  | 1010
37314 | Warang Sandstone | 1972-09-17 | -0.3 |  | 1010
60504 | Unknown | 1985-12-19 |  | 14.8 | 1010
60504 | Unknown | 1998-11-17 |  | 12.2 | 1010
70764 | Unknown | 1985-12-19 |  | 2.1 | 1010
70764 | Unknown | 1998-11-17 | 2.2 |  | 1010
70764 | Unknown | 1998-11-17 |  | 2.2 | 1010
70766 | Unknown | 1985-05-17 | -11.3 |  | 1010
70766 | Unknown | 1985-05-17 |  | 11.28 | 1010
76321 | Unknown | 1990-11-05 |  | 26 | 1010
76670 | Unknown | 1993-04-03 |  | 10 | 1010
102345 | Unknown | 1999-11-01 |  | -16.9 | 1010
102346 | Unknown | 1999-11-02 |  | -8.18 | 1010
12030009 | Betts Creek Beds | 1976-04-21 | -2.19 |  | 1010
12030009 | Betts Creek Beds | 1976-07-06 | -3.28 |  | 1010
12030009 | Betts Creek Beds | 1976-09-21 | -3.69 |  | 1010
12030009 | Betts Creek Beds | 1977-04-19 | -5.26 |  | 1010
12030009 | Betts Creek Beds | 1977-10-25 | -7.13 |  | 1010
12030009 | Betts Creek Beds | 1978-04-25 | -7.95 |  | 1010
12030009 | Betts Creek Beds | 1978-10-24 | -8.41 |  | 1010
12030009 | Betts Creek Beds | 1979-05-22 | -8.14 |  | 1010
12030009 | Betts Creek Beds | 1980-04-29 | -8.65 |  | 1010
12030009 | Betts Creek Beds | 1983-07-19 | -8.52 |  | 1010
12030009 | Betts Creek Beds | 1984-07-24 | -8.93 |  | 1010
12030009 | Betts Creek Beds | 1985-08-19 | -8.99 |  | 1010
12030009 | Betts Creek Beds | 1986-07-07 | -9.16 |  | 1010
12030009 | Betts Creek Beds | 1991-09-10 | -7.44 |  | 1010
12030009 | Betts Creek Beds | 1998-09-01 | -7.64 |  | 1010
12030009 | Betts Creek Beds | 2000-08-14 | -6.4 |  | 1010
1016 | Unknown | 1950-07-04 | -0.76 |  | 1015
1016 | Unknown | 1954-07-02 | -0.31 |  | 1015
1016 | Unknown | 1965-07-31 | -1.22 |  | 1015
1017 | Unknown | 1950-07-04 | -1.8 |  | 1015
1017 | Unknown | 1965-08-03 | -1.22 |  | 1015
1023 | Ronlow Beds | 1939-05-09 | -1.52 |  | 1015
1023 | Ronlow Beds | 1965-08-03 | -1.83 |  | 1015
1027 | Ronlow Beds | 1939-09-30 | -0.61 |  | 1015
1027 | Ronlow Beds | 1950-07-04 | -1.52 |  | 1015
1027 | Ronlow Beds | 1965-08-03 | -0.91 |  | 1015
2174 | Unknown | 7/12/1897 | -10.7 |  | 1015
2176 | Unknown | 5/10/1889 | -14 |  | 1015
2184 | Unknown | 1937-03-25 | -1.52 |  | 1015
2185 | Unknown | 1920-04-28 | -1.83 |  | 1015
2185 | Unknown | 1937-03-25 | -6.1 |  | 1015
2195 | Unknown | 13/12/1891 | -11 |  | 1015
2197 | Unknown | 7/12/1897 | -4.27 |  | 1015
2197 | Unknown | 8/01/1892 | -3.96 |  | 1015
2204 | Unknown | 1920-02-18 | -6.4 |  | 1015
2206 | Unknown | 1913-01-01 | -36.6 |  | 1015
2215 | Unknown | 1917-01-01 | -3.6 |  | 1015
2216 | Unknown | 1917-06-26 | -6.2 |  | 1015
2216 | Unknown | 1920-06-04 | -6.4 |  | 1015
2218 | Unknown | 1917-10-06 | -4.3 |  | 1015
2218 | Unknown | 1920-05-24 | -4.5 |  | 1015
2218 | Unknown | 1981-03-09 | -4.89 |  | 1015
2219 | Unknown | 1917-01-01 | -17.3 |  | 1015
2220 | Unknown | 1976-08-01 | -57.9 |  | 1015
5760 | Unknown | 1935-01-01 | -22.8 |  | 1015
5761 | Unknown | 1935-01-01 | -59.7 |  | 1015
5762 | Unknown | 1935-01-01 | -110.4 |  | 1015
5964 | Unknown | 1914-01-01 | -39.6 |  | 1015
5965 | Unknown | 1915-01-01 | -53.3 |  | 1015
5966 | Unknown | 1915-01-01 | -24.4 |  | 1015
6259 | Unknown | 1915-01-01 | -44.2 |  | 1015
6260 | Unknown | 1935-01-01 | -61 |  | 1015
7708 | Unknown | 1923-04-01 | -14.3 |  | 1015
7708 | Unknown | 1954-07-02 | -14.32 |  | 1015
7710 | Unknown | 1941-01-01 | -10 |  | 1015
8120 | Unknown | 1940-07-01 | -4.2 |  | 1015
8120 | Unknown | 1954-07-02 | -4.26 |  | 1015
10520 | Unknown | 1945-06-01 | -3.5 |  | 1015
11412 | Unknown | 1949-07-27 | -35.9 |  | 1015
11413 | Unknown | 1949-08-25 | -97.6 |  | 1015
11449 | Unknown | 1949-11-01 | -91.8 |  | 1015
11552 | Unknown | 1950-02-02 | -10.9 |  | 1015
12819 | Unknown | 1955-03-21 | -68.6 |  | 1015
12828 | Unknown | 1955-04-16 | -47.5 |  | 1015
16197 | Unknown | 1965-11-28 | -36.6 |  | 1015
16898 | Moolayember Formation | 1966-06-28 | -124.97 |  | 1015
32473 | Unknown | 1969-09-01 | -18.3 |  | 1015
32567 | Unknown | 1969-10-04 | -21.3 |  | 1015
32982 | Ronlow Beds | 1970-03-14 | -11.74 |  | 1015
36916 | Clematis Sandstone | 1971-03-10 | -26.8 |  | 1015
37124 | Tertiary | 1971-12-14 | -38.71 |  | 1015
51461 | Unknown | 1980-07-24 | 9.1 |  | 1015
51630 | Unknown | 1902-01-01 | -3.6 |  | 1015
90261 | Unknown | 1992-05-27 | -26 |  | 1015
399 | Precipice Sandstone | 1926-01-01 | 15.7 |  | 1020
2885 | Precipice Sandstone | 1909-11-13 | -53.34 |  | 1020
2885 | Precipice Sandstone | 1940-05-15 | -38.1 |  | 1020
3337 | Precipice Sandstone | 1987-05-20 | -5.5 |  | 1020
3337 | Precipice Sandstone | 8/09/1876 | -3.1 |  | 1020
4016 | Hooray Sandstone | 1908-01-01 | -45.7 |  | 1020
4018 | Wyandra Sandstone Member | 1910-01-01 | -73.2 |  | 1020
4019 | Coreena Member | 1911-01-01 | -36.6 |  | 1020
4029 | Hooray Sandstone | 1/01/1892 | -9.7 |  | 1020
4030 | Hutton Sandstone | 1/01/1898 | -13.7 |  | 1020
4032 | Wyandra Sandstone Member | 1/01/1857 | -1.5 |  | 1020
4033 | Adori Sandstone | 1941-10-14 | 1.82 |  | 1020
4036 | Wyandra Sandstone Member | 1909-01-01 | -31.7 |  | 1020
4037 | Coreena Member | 1907-01-01 | -30.5 |  | 1020
4436 | Hutton Sandstone | 12/11/1871 | -0.9 |  | 1020
4437 | Hutton Sandstone | 27/12/1838 | -16.4 |  | 1020
4441 | Wyandra Sandstone Member | 1933-08-19 | -79.3 |  | 1020
5044 | Westbourne Formation | 1936-08-30 | -18.3 |  | 1020
5107 | Adori Sandstone | 1937-08-09 | -42.7 |  | 1020
5121 | Adori Sandstone | 1936-01-01 | -19.8 |  | 1020
5636 | Coreena Member | 1930-01-01 | -24.4 |  | 1020
5640 | Hooray Sandstone | 1916-01-01 | -87.8 |  | 1020
5956 | Wallumbilla Formation | 1912-01-01 | -49.4 |  | 1020
5957 | Wallumbilla Formation | 1912-01-01 | -42.3 |  | 1020
6256 | Westbourne Formation | 1927-01-01 | -48.8 |  | 1020
6615 | Alluvium | 1938-03-26 | -17 |  | 1020
6824 | Hooray Sandstone | 1920-01-01 | -79.3 |  | 1020
6825 | Wyandra Sandstone Member | 1922-01-01 | -100.6 |  | 1020
6826 | Birkhead Formation | 1928-01-01 | -106.7 |  | 1020
6861 | Doncaster Member | 1938-10-26 | -28.9 |  | 1020
7494 | Westbourne Formation | 1939-03-25 | -57.9 |  | 1020
7934 | Wyandra Sandstone Member | 1940-07-20 | -63.09 |  | 1020
8377 | Wyandra Sandstone Member | 1940-11-19 | -83.5 |  | 1020
8395 | Adori Sandstone | 1940-08-01 | -29.2 |  | 1020
9196 | Wyandra Sandstone Member | 1943-05-29 | -102.4 |  | 1020
9965 | Westbourne Formation | 1944-10-14 | -57.3 |  | 1020
10375 | Wyandra Sandstone Member | 1945-01-15 | -38.1 |  | 1020
10554 | Hooray Sandstone | 1945-10-25 | -104.3 |  | 1020
10612 | Hooray Sandstone | 1945-05-19 | -15.8 |  | 1020
10612 | Hooray Sandstone | 1991-04-22 | -17.3 |  | 1020
10617 | Doncaster Member | 1922-01-01 | -48.8 |  | 1020
10618 | Coreena Member | 1922-01-01 | -11.2 |  | 1020
10647 | Birkhead Formation | 1946-06-08 | -85.4 |  | 1020
10682 | Doncaster Member | 1946-09-05 | -30.5 |  | 1020
10715 | Doncaster Member | 1946-11-16 | -73.2 |  | 1020
10781 | Wyandra Sandstone Member | 1947-04-10 | -39.6 |  | 1020
10826 | Coreena Member | 1946-05-21 | -30.5 |  | 1020
10828 | Hooray Sandstone | 1924-11-01 | -106.7 |  | 1020
10833 | Coreena Member | 1946-12-17 | -33.2 |  | 1020
10900 | Coreena Member | 1948-11-11 | -36.6 |  | 1020
10917 | Wyandra Sandstone Member | 1947-11-24 | -24.4 |  | 1020
11070 | Coreena Member | 1948-05-01 | -57.9 |  | 1020
11132 | Wyandra Sandstone Member | 1958-04-16 | -3 |  | 1020
11167 | Hooray Sandstone | 1948-08-04 | -64.6 |  | 1020
11301 | Wyandra Sandstone Member | 1949-02-22 | -102.7 |  | 1020
11335 | Westbourne Formation | 1949-12-15 | -51.8 |  | 1020
11345 | Wyandra Sandstone Member | 1949-06-29 | -88.4 |  | 1020
11393 | Hooray Sandstone | 1948-11-20 | -23.4 |  | 1020
11564 | Adori Sandstone | 1950-02-24 | -84.7 |  | 1020
11661 | Wyandra Sandstone Member | 1950-11-30 | -16.4 |  | 1020
11711 | Coreena Member | 1951-01-12 | -8.2 |  | 1020
11801 | Wyandra Sandstone Member | 1951-07-27 | -69.5 |  | 1020
11996 | Coreena Member | 1951-08-23 | -3.35 |  | 1020
12145 | Coreena Member | 1952-05-03 | -19.8 |  | 1020
12146 | Coreena Member | 1952-08-17 | -18.3 |  | 1020
12331 | Coreena Member | 1953-10-17 | -30.5 |  | 1020
12508 | Adori Sandstone | 1954-01-01 | -79.9 |  | 1020
12603 | Coreena Member | 1953-12-17 | -27.4 |  | 1020
12716 | Wyandra Sandstone Member | 1955-02-05 | -64.9 |  | 1020
12739 | Hooray Sandstone | 1955-01-15 | -36.6 |  | 1020
12817 | Coreena Member | 1955-03-05 | -38.7 |  | 1020
12818 | Wyandra Sandstone Member | 1955-09-08 | -67.1 |  | 1020
12837 | Westbourne Formation | 1955-07-02 | -22.8 |  | 1020
12967 | Wyandra Sandstone Member | 1955-12-02 | -61 |  | 1020
13007 | Doncaster Member | 1955-08-31 | -96.6 |  | 1020
13008 | Coreena Member | 1955-12-24 | -37.2 |  | 1020
13009 | Wyandra Sandstone Member | 1955-11-22 | -24.4 |  | 1020
13010 | Wyandra Sandstone Member | 1955-03-30 | -22.5 |  | 1020
13046 | Hutton Sandstone | 1958-04-30 | -46 |  | 1020
13340 | Wyandra Sandstone Member | 1957-02-22 | -114 |  | 1020
13429 | Coreena Member | 1957-01-01 | -7.3 |  | 1020
13429 | Coreena Member | 1957-08-23 | -7.3 |  | 1020
13523 | Coreena Member | 1958-01-11 | -25.9 |  | 1020
13524 | Coreena Member | 1958-02-03 | -25.9 |  | 1020
13564 | Adori Sandstone | 1958-01-18 | -75.3 |  | 1020
13628 | Coreena Member | 1952-07-18 | -20.4 |  | 1020
13929 | Coreena Member | 1959-08-12 | -18.3 |  | 1020
13937 | Coreena Member | 1959-04-16 | -45.7 |  | 1020
14145 | Wyandra Sandstone Member | 1960-05-20 | -105.2 |  | 1020
14145 | Wyandra Sandstone Member | 1960-07-20 | -105.2 |  | 1020
14443 | Adori Sandstone | 1960-08-16 | -84.7 |  | 1020
14477 | Adori Sandstone | 1959-08-13 | -70.7 |  | 1020
14585 | Coreena Member | 1954-01-01 | -12.2 |  | 1020
15490 | Hooray Sandstone | 1961-04-20 | -103.3 |  | 1020
15563 | Doncaster Member | 1963-08-22 | -83.5 |  | 1020
16085 | Doncaster Member | 1964-11-19 | -80.8 |  | 1020
16118 | Wyandra Sandstone Member | 1965-01-13 | -107 |  | 1020
16282 | Westbourne Formation | 1965-07-14 | -124.4 |  | 1020
16419 | Hooray Sandstone | 1965-09-23 | -83.5 |  | 1020
16440 | Hooray Sandstone | 1965-10-08 | -39.6 |  | 1020
16500 | Hooray Sandstone | 1965-10-13 | -44.2 |  | 1020
16525 | Hooray Sandstone | 1965-12-11 | -6.1 |  | 1020
16645 | Westbourne Formation | 1966-01-29 | -123.5 |  | 1020
17043 | Doncaster Member | 1966-11-22 | -117.4 |  | 1020
17682 | Hooray Sandstone | 1967-11-04 | -114.9 |  | 1020
17805 | Hooray Sandstone | 1968-02-04 | -84.7 |  | 1020
17994 | Hooray Sandstone | 1968-05-16 | -16.4 |  | 1020
18198 | Coreena Member | 1965-03-16 | -11.8 |  | 1020
22545 | Hutton Sandstone | 1987-10-09 | -32 |  | 1020
24913 | Moolayember Formation | 1961-05-31 | -84.1 |  | 1020
30314 | Coreena Member | 1968-07-02 | -13.7 |  | 1020
30795 | Wyandra Sandstone Member | 1969-03-12 | -64.3 |  | 1020
31841 | Coreena Member | 1969-04-09 | -9.1 |  | 1020
33270 | Coreena Member | 1970-04-11 | -11 |  | 1020
34850 | Hooray Sandstone | 1970-02-23 | -104.6 |  | 1020
37987 | Coreena Member | 1910-01-01 | -32.3 |  | 1020
38158 | Adori Sandstone | 1972-06-12 | -85.4 |  | 1020
38183 | Hooray Sandstone | 1974-03-29 | -100.6 |  | 1020
50022 | Hooray Sandstone | 1923-01-01 | -54.9 |  | 1020
50025 | Precipice Sandstone | 1976-03-16 | 15.3 |  | 1020
50081 | Coreena Member | 1976-12-30 | -49.5 |  | 1020
50113 | Moolayember Formation | 1977-03-31 | -79.2 |  | 1020
50224 | Adori Sandstone | 1978-04-28 | -66.4 |  | 1020
50225 | Westbourne Formation | 1978-05-16 | -100.6 |  | 1020
50231 | Hooray Sandstone | 1930-01-01 | -76.2 |  | 1020
50298 | Doncaster Member | 1979-12-24 | -112 |  | 1020
50316 | Coreena Member | 1980-02-12 | -34 |  | 1020
50331 | Hooray Sandstone | 1981-06-27 | -14 |  | 1020
50363 | Wyandra Sandstone Member | 1980-11-08 | -19.5 |  | 1020
50456 | Hooray Sandstone | 1984-08-23 | -45.11 |  | 1020
50457 | Wallumbilla Formation | 1984-09-21 | -66.13 |  | 1020
50461 | Hooray Sandstone | 1984-12-17 | -30.48 |  | 1020
50476 | Doncaster Member | 1985-05-16 | -53 |  | 1020
50502 | Westbourne Formation | 1985-06-14 | -105.5 |  | 1020
50506 | Doncaster Member | 1986-04-20 | -33 |  | 1020
50535 | Hooray Sandstone | 1986-07-02 | -102 |  | 1020
50549 | Hutton Sandstone | 1986-08-22 | -25 |  | 1020
50589 | Birkhead Formation | 1987-08-18 | -85.34 |  | 1020
50593 | Precipice Sandstone | 1988-07-20 | 13.32 |  | 1020
50600 | Doncaster Member | 1987-11-30 | -80.77 |  | 1020
50602 | Adori Sandstone | 1988-01-22 | -78.95 |  | 1020
50616 | Adori Sandstone | 1988-06-02 | 85.34 |  | 1020
50663 | Doncaster Member | 1989-06-26 | -86 |  | 1020
50712 | Hooray Sandstone | 1991-04-22 | -17.3 |  | 1020
50715 | Wallumbilla Formation | 1991-07-19 | -27.8 |  | 1020
50859 | Adori Sandstone | 1997-09-28 | -101 |  | 1020
50900 | Hooray Sandstone | 1999-03-30 | -108.2 |  | 1020
50918 | Birkhead Formation | 2001-06-18 | -42 |  | 1020
330007 | Hooray Sandstone | 1992-03-05 | -50.4 |  | 1020
42320216 | Unknown | 2002-07-02 | -15.29 |  | 1020
42320216 | Unknown | 2002-11-26 | -15.28 |  | 1020
42320216 | Unknown | 2004-11-25 | -15.13 |  | 1020
2011 | Wallumbilla Formation | 1/01/1894 | -21.3 |  | 1032
2013 | Injune Creek Group | 1969-07-17 | -12.28 |  | 1032
2013 | Injune Creek Group | 1/01/1894 | -9.14 |  | 1032
2016 | Hooray Sandstone | 1901-01-01 | -7.32 |  | 1032
2016 | Hooray Sandstone | 1912-01-23 | -13.72 |  | 1032
2017 | Unknown | 1912-02-10 | -15.24 |  | 1032
2018 | Unknown | 1901-01-01 | -7.31 |  | 1032
2018 | Unknown | 1912-01-23 | -13.71 |  | 1032
2020 | Unknown | 1908-01-01 | -18.89 |  | 1032
2020 | Unknown | 1969-07-16 | -19.65 |  | 1032
2021 | Unknown | 1908-01-01 | -37.19 |  | 1032
2022 | Unknown | 1908-01-01 | -13.7 |  | 1032
2023 | Unknown | 1909-01-01 | -5.4 |  | 1032
2024 | Unknown | 1915-01-01 | -22.8 |  | 1032
2028 | Unknown | 1918-01-01 | -54.9 |  | 1032
2032 | Wallumbilla Formation | 1924-01-01 | -3.65 |  | 1032
2032 | Wallumbilla Formation | 1969-07-16 | -5.66 |  | 1032
2033 | Unknown | 1969-07-09 | -52.5 |  | 1032
2083 | Unknown | 1912-01-01 | -2.5 |  | 1032
2085 | Unknown | 1/01/1899 | -1.22 |  | 1032
2089 | Hutton Sandstone | 1988-10-13 | -0.5 |  | 1032
2092 | Unknown | 1929-09-23 | -18.89 |  | 1032
2092 | Unknown | 1976-02-26 | -18.89 |  | 1032
2680 | Gilbert River Formation | 1912-05-24 | -5.18 |  | 1032
2680 | Gilbert River Formation | 1969-07-11 | -11.64 |  | 1032
2680 | Gilbert River Formation | 1/01/1899 | -2.13 |  | 1032
2682 | Unknown | 1899-12-31 | 0 |  | 1032
2682 | Unknown | 1912-05-24 | 0 |  | 1032
2682 | Unknown | 1969-07-11 | -5.76 |  | 1032
2683 | Unknown | 1914-01-01 | 0 |  | 1032
2683 | Unknown | 1914-09-23 | 0 |  | 1032
2683 | Unknown | 1937-06-08 | -3.65 |  | 1032
2683 | Unknown | 1955-08-31 | 0 |  | 1032
2683 | Unknown | 1964-11-26 | 0 |  | 1032
2784 | Unknown | 1907-01-01 | -24.4 |  | 1032
2784 | Unknown | 1912-07-26 | -45.7 |  | 1032
2786 | Unknown | 1912-04-10 | -82.3 |  | 1032
2786 | Unknown | 1912-07-27 | -83.2 |  | 1032
2786 | Unknown | 1969-06-22 | -88.39 |  | 1032
2789 | Westbourne Formation | 1912-01-01 | -157.6 |  | 1032
2789 | Westbourne Formation | 1969-08-24 | -156.7 |  | 1032
2790 | Unknown | 1912-07-06 | -156.9 |  | 1032
2790 | Unknown | 1969-08-24 | -147.8 |  | 1032
2991 | Unknown | 1/01/1897 | -17.9 |  | 1032
2994 | Unknown | 1948-09-09 | -18.59 |  | 1032
4195 | Unknown | 1/01/1891 | -3.6 |  | 1032
4201 | Unknown | 1983-12-10 | -36.57 |  | 1032
4209 | Unknown | 1983-12-10 | -39.62 |  | 1032
4942 | Unknown | 1969-06-21 | -49.7 |  | 1032
5459 | Unknown | 1910-01-01 | -21.3 |  | 1032
5460 | Unknown | 1910-01-01 | -21.3 |  | 1032
5461 | Unknown | 1940-01-01 | -91.5 |  | 1032
5582 | Unknown | 1969-08-06 | -4.7 |  | 1032
5799 | Unknown | 1899-12-31 | -25.91 |  | 1032
5800 | Unknown | 1899-12-31 | -27.43 |  | 1032
5958 | Unknown | 1920-01-01 | -18.89 |  | 1032
5959 | Unknown | 1920-01-01 | -34.74 |  | 1032
5959 | Unknown | 1969-07-17 | -40.14 |  | 1032
5961 | Unknown | 1930-01-01 | -71.32 |  | 1032
6132 | Unknown | 1969-06-22 | -18.29 |  | 1032
6324 | Unknown | 1935-01-01 | -16.7 |  | 1032
6828 | Gilbert River Formation | 1938-01-01 | -27.43 |  | 1032
7104 | Unknown | 1969-07-09 | -106.7 |  | 1032
7960 | Unknown | 1940-01-01 | -50 |  | 1032
8015 | Unknown | 1939-01-01 | -219.6 |  | 1032
8041 | Unknown | 1940-06-23 | -12.19 |  | 1032
8908 | Unknown | 1942-05-10 | -59.74 |  | 1032
9447 | Wallumbilla Formation | 1943-08-30 | -84.1 |  | 1032
9709 | Unknown | 1944-05-13 | -126.5 |  | 1032
10408 | Unknown | 1945-07-09 | -13.7 |  | 1032
10456 | Unknown | 1945-09-02 | -20.72 |  | 1032
10456 | Unknown | 1969-07-14 | -54.86 |  | 1032
10533 | Unknown | 1945-10-13 | -27.12 |  | 1032
10533 | Unknown | 1969-07-17 | -28.13 |  | 1032
10556 | Unknown | 1945-12-02 | -27.43 |  | 1032
10838 | Unknown | 1947-01-10 | -4.27 |  | 1032
11004 | Unknown | 1947-10-25 | -45.72 |  | 1032
11030 | Unknown | 1947-12-21 | -32.6 |  | 1032
11095 | Unknown | 1948-02-22 | -13.41 |  | 1032
11120 | Unknown | 1948-06-30 | -66.45 |  | 1032
11159 | Unknown | 1948-01-01 | -6.7 |  | 1032
11372 | Unknown | 1949-06-13 | -38.4 |  | 1032
11487 | Unknown | 1949-09-09 | -109.73 |  | 1032
11975 | Unknown | 1969-07-12 | -101 |  | 1032
11977 | Unknown | 1952-04-05 | -38.7 |  | 1032
12326 | Gilbert River Formation | 1953-10-24 | -12.2 |  | 1032
12545 | Adori Sandstone | 1954-04-15 | -17.3 |  | 1032
12581 | Unknown | 1954-04-21 | -28.04 |  | 1032
12581 | Unknown | 1969-06-19 | -30.02 |  | 1032
12637 | Unknown | 1954-12-14 | -45.72 |  | 1032
12637 | Unknown | 1969-08-02 | -45 |  | 1032
12673 | Unknown | 1954-12-04 | -10.05 |  | 1032
12887 | Unknown | 1955-09-03 | -33.22 |  | 1032
13011 | Unknown | 1956-06-09 | -15.24 |  | 1032
14053 | Hutton Sandstone | 1969-02-11 | 2.1 |  | 1032
14054 | Unknown | 1959-11-06 | -6.1 |  | 1032
14214 | Unknown | 1960-06-17 | -14.63 |  | 1032
14215 | Unknown | 1968-07-12 | -27.43 |  | 1032
14240 | Gilbert River Formation | 1967-01-29 | -26.21 |  | 1032
15636 | Unknown | 1969-06-21 | -20.4 |  | 1032
15869 | Hooray Sandstone | 1964-05-21 | -2.4 |  | 1032
15894 | Unknown | 1964-05-31 | -42.7 |  | 1032
16121 | Unknown | 1964-10-29 | -23.77 |  | 1032
16336 | Unknown | 1965-07-17 | -106.07 |  | 1032
16375 | Unknown | 1969-06-21 | -11 |  | 1032
16375 | Unknown | 1976-03-24 | -14.9 |  | 1032
16756 | Hutton Sandstone | 1966-08-16 | -1.83 |  | 1032
17161 | Unknown | 1967-01-29 | 0 |  | 1032
17275 | Wallumbilla Formation | 1967-04-12 | -6.7 |  | 1032
17300 | Unknown | 1967-01-01 | -12.2 |  | 1032
17300 | Unknown | 1969-08-07 | -13.55 |  | 1032
17379 | Hooray Sandstone | 1967-04-05 | -22.86 |  | 1032
17566 | Unknown | 1967-09-16 | -68.28 |  | 1032
17619 | Unknown | 1956-10-27 | -26.82 |  | 1032
17665 | Unknown | 1967-08-06 | -24.38 |  | 1032
17665 | Unknown | 1968-08-06 | -14.35 |  | 1032
17665 | Unknown | 1978-02-27 | -21.33 |  | 1032
30404 | Unknown | 1968-08-25 | -17.07 |  | 1032
30693 | Unknown | 1968-08-15 | -85.4 |  | 1032
33417 | Unknown | 1969-06-22 | -58.5 |  | 1032
33497 | Moolayember Formation | 1969-08-24 | -106.7 |  | 1032
33905 | Unknown | 1969-08-24 | -64.3 |  | 1032
34255 | Alluvium | 1969-01-01 | -26.52 |  | 1032
34483 | Unknown | 1969-08-24 | -107.6 |  | 1032
36149 | Basalt | 1970-09-07 | -28.35 |  | 1032
38216 | Gilbert River Formation | 1972-07-30 | -40.84 |  | 1032
38217 | Unknown | 1972-06-30 | -53.04 |  | 1032
44240 | Unknown | 1973-10-30 | -53.34 |  | 1032
44241 | Unknown | 1973-11-08 | -42.67 |  | 1032
51007 | Unknown | 1974-06-20 | -30.5 |  | 1032
51021 | Unknown | 1974-06-28 | -51.8 |  | 1032
51185 | Unknown | 1979-10-26 | -30.48 |  | 1032
51251 | Winton Formation | 1910-01-01 | -45.7 |  | 1032
51252 | Unknown | 1967-01-01 | -21.3 |  | 1032
51384 | Unknown | 1981-08-03 | -37.49 |  | 1032
51433 | Unknown | 1981-08-05 | -12.19 |  | 1032
51529 | Unknown | 1980-12-01 | -45.72 |  | 1032
51530 | Unknown | 1980-12-01 | -9.14 |  | 1032
51638 | Unknown | 1982-08-19 | -83.82 |  | 1032
51659 | Unknown | 1983-09-18 | -100 |  | 1032
51795 | Unknown | 1983-07-04 | 1.02 |  | 1032
69104 | Unknown | 1985-04-28 | -14 |  | 1032
69107 | Basalt | 1985-01-01 | -28.65 |  | 1032
69112 | Unknown | 1985-06-13 | -15 |  | 1032
69366 | Unknown | 1986-11-08 | -93 |  | 1032
69397 | Unknown | 1986-09-20 | -36.58 |  | 1032
69398 | Unknown | 1986-09-15 | -42.67 |  | 1032
69402 | Unknown | 1986-11-03 | -22.86 |  | 1032
69403 | Unknown | 1986-10-30 | -21.34 |  | 1032
69465 | Unknown | 1987-08-25 | -10 |  | 1032
93648 | Unknown | 2003-10-28 | -8 |  | 1032
91500050 | Unknown | 1970-01-06 | -11.44 |  | 1032
91500050 | Unknown | 1970-04-28 | -11.53 |  | 1032
91500050 | Unknown | 1970-10-04 | -11.72 |  | 1032
91500050 | Unknown | 1971-02-16 | -11.9 |  | 1032
91500050 | Unknown | 1971-03-03 | -11.87 |  | 1032
91500050 | Unknown | 1971-05-28 | -11.78 |  | 1032
91500050 | Unknown | 1971-07-26 | -11.72 |  | 1032
91500050 | Unknown | 1971-09-22 | -11.75 |  | 1032
91500050 | Unknown | 1971-12-02 | -11.84 |  | 1032
91500050 | Unknown | 1972-02-21 | -11.87 |  | 1032
91500050 | Unknown | 1972-04-10 | -11.81 |  | 1032
91500050 | Unknown | 1972-06-14 | -11.81 |  | 1032
91500050 | Unknown | 1972-10-03 | -11.81 |  | 1032
91500050 | Unknown | 1972-12-13 | -11.87 |  | 1032
91500050 | Unknown | 1973-06-07 | -11.79 |  | 1032
91500050 | Unknown | 1974-03-13 | -11.3 |  | 1032
91500050 | Unknown | 1974-04-09 | -10.97 |  | 1032
91500050 | Unknown | 1974-10-23 | -10.34 |  | 1032
91500050 | Unknown | 1975-06-05 | -10.2 |  | 1032
91500050 | Unknown | 1975-10-12 | -10.07 |  | 1032
91500050 | Unknown | 1975-12-02 | -10.1 |  | 1032
91500050 | Unknown | 1976-04-06 | -9.82 |  | 1032
91500050 | Unknown | 1976-07-21 | -9.66 |  | 1032
91500050 | Unknown | 1976-10-06 | -9.7 |  | 1032
91500050 | Unknown | 1977-04-05 | -9.73 |  | 1032
91500050 | Unknown | 1977-07-13 | -9.72 |  | 1032
91500050 | Unknown | 1977-10-17 | -9.75 |  | 1032
91500050 | Unknown | 1978-04-05 | -10.07 |  | 1032
91500050 | Unknown | 1978-07-29 | -10.26 |  | 1032
91500050 | Unknown | 1979-06-27 | -10.33 |  | 1032
91500051 | Unknown | 1970-01-06 | -9.82 |  | 1032
91500051 | Unknown | 1970-04-28 | -9.91 |  | 1032
91500051 | Unknown | 1970-10-04 | -10.11 |  | 1032
91500051 | Unknown | 1971-02-16 | -10.28 |  | 1032
91500051 | Unknown | 1971-03-03 | -10.22 |  | 1032
91500051 | Unknown | 1971-05-28 | -10.13 |  | 1032
91500051 | Unknown | 1971-07-26 | -10.07 |  | 1032
91500051 | Unknown | 1971-09-22 | -10.13 |  | 1032
91500051 | Unknown | 1971-12-02 | -10.22 |  | 1032
91500051 | Unknown | 1972-02-21 | -10.25 |  | 1032
91500051 | Unknown | 1972-04-10 | -10.13 |  | 1032
91500051 | Unknown | 1972-06-14 | -10.13 |  | 1032
91500051 | Unknown | 1972-10-03 | -10.13 |  | 1032
91500051 | Unknown | 1972-12-13 | -10.22 |  | 1032
91500051 | Unknown | 1973-06-07 | -10.09 |  | 1032
91500051 | Unknown | 1974-03-13 | -9 |  | 1032
91500051 | Unknown | 1974-04-09 | -8.8 |  | 1032
91500051 | Unknown | 1974-10-23 | -8.4 |  | 1032
91500051 | Unknown | 1975-06-05 | -8.32 |  | 1032
91500051 | Unknown | 1975-10-12 | -8.21 |  | 1032
91500051 | Unknown | 1975-12-02 | -8.23 |  | 1032
91500051 | Unknown | 1976-04-06 | -7.92 |  | 1032
91500051 | Unknown | 1976-07-21 | -7.8 |  | 1032
91500051 | Unknown | 1976-10-06 | -7.85 |  | 1032
91500051 | Unknown | 1977-04-05 | -7.91 |  | 1032
91500051 | Unknown | 1977-07-13 | -7.9 |  | 1032
91500051 | Unknown | 1977-10-17 | -7.93 |  | 1032
91500051 | Unknown | 1978-04-05 | -8.28 |  | 1032
91500051 | Unknown | 1978-07-29 | -8.43 |  | 1032
91500051 | Unknown | 1979-06-27 | -8.57 |  | 1032
91500052 | Unknown | 1970-01-06 | -10.22 |  | 1032
91500052 | Unknown | 1970-04-28 | -10.37 |  | 1032
91500052 | Unknown | 1970-10-04 | -10.53 |  | 1032
91500052 | Unknown | 1971-02-16 | -11.56 |  | 1032
91500052 | Unknown | 1971-03-03 | -10.65 |  | 1032
91500052 | Unknown | 1971-04-22 | -10.4 |  | 1032
91500052 | Unknown | 1971-05-28 | -10.47 |  | 1032
91500052 | Unknown | 1971-07-26 | -10.37 |  | 1032
91500052 | Unknown | 1971-12-02 | -10.53 |  | 1032
91500052 | Unknown | 1972-02-21 | -10.53 |  | 1032
91500052 | Unknown | 1972-04-10 | -10.4 |  | 1032
91500052 | Unknown | 1972-06-14 | -10.37 |  | 1032
91500052 | Unknown | 1972-10-03 | -10.34 |  | 1032
91500052 | Unknown | 1972-12-13 | -10.47 |  | 1032
91500052 | Unknown | 1973-06-07 | -10.02 |  | 1032
91500052 | Unknown | 1974-03-13 | -8.42 |  | 1032
91500052 | Unknown | 1974-04-09 | -8.53 |  | 1032
91500052 | Unknown | 1974-10-23 | -8.65 |  | 1032
91500052 | Unknown | 1975-06-05 | -8.65 |  | 1032
91500052 | Unknown | 1975-10-12 | -8.6 |  | 1032
91500052 | Unknown | 1975-12-02 | -8.63 |  | 1032
91500052 | Unknown | 1976-04-06 | -8.36 |  | 1032
91500052 | Unknown | 1976-07-21 | -8.26 |  | 1032
91500052 | Unknown | 1976-10-06 | -8.3 |  | 1032
91500052 | Unknown | 1977-04-05 | -8.39 |  | 1032
91500052 | Unknown | 1977-07-13 | -8.35 |  | 1032
91500052 | Unknown | 1977-10-17 | -8.4 |  | 1032
91500052 | Unknown | 1978-04-05 | -8.69 |  | 1032
91500052 | Unknown | 1978-07-29 | -8.84 |  | 1032
91500052 | Unknown | 1979-06-27 | -8.93 |  | 1032
91500053 | Unknown | 1970-01-06 | -9.57 |  | 1032
91500053 | Unknown | 1970-04-28 | -10.54 |  | 1032
91500053 | Unknown | 1970-10-04 | -9.76 |  | 1032
91500053 | Unknown | 1971-02-16 | -9.48 |  | 1032
91500053 | Unknown | 1971-03-03 | -9.24 |  | 1032
91500053 | Unknown | 1971-05-28 | -8.93 |  | 1032
91500053 | Unknown | 1971-07-26 | -8.66 |  | 1032
91500053 | Unknown | 1971-09-22 | -8.93 |  | 1032
91500053 | Unknown | 1971-12-02 | -8.96 |  | 1032
91500053 | Unknown | 1972-02-21 | -8.78 |  | 1032
91500053 | Unknown | 1972-04-10 | -8.45 |  | 1032
91500053 | Unknown | 1972-06-14 | -8.54 |  | 1032
91500053 | Unknown | 1972-10-03 | -8.93 |  | 1032
91500053 | Unknown | 1972-12-13 | -9.21 |  | 1032
91500053 | Unknown | 1973-06-07 | -8.72 |  | 1032
91500053 | Unknown | 1974-03-13 | -7.92 |  | 1032
91500053 | Unknown | 1974-04-09 | -7.71 |  | 1032
91500053 | Unknown | 1974-10-23 | -7.92 |  | 1032
91500053 | Unknown | 1975-06-05 | -7.6 |  | 1032
91500053 | Unknown | 1975-10-12 | -7.97 |  | 1032
91500053 | Unknown | 1975-12-02 | -7.86 |  | 1032
91500053 | Unknown | 1976-04-06 | -7.31 |  | 1032
91500053 | Unknown | 1976-07-21 | -7.53 |  | 1032
91500053 | Unknown | 1976-10-06 | -7.79 |  | 1032
91500053 | Unknown | 1977-04-05 | -7.5 |  | 1032
91500053 | Unknown | 1977-07-13 | -7.65 |  | 1032
91500053 | Unknown | 1977-10-17 | -7.95 |  | 1032
91500053 | Unknown | 1978-04-05 | -8.43 |  | 1032
91500053 | Unknown | 1978-07-29 | -8.7 |  | 1032
91500053 | Unknown | 1979-06-27 | -8.21 |  | 1032
91500054 | Unknown | 1969-05-22 | -8.04 |  | 1032
91500054 | Unknown | 1969-08-09 | -8.04 |  | 1032
91500054 | Unknown | 1969-10-23 | -8.04 |  | 1032
91500054 | Unknown | 1970-01-06 | -8.04 |  | 1032
91500054 | Unknown | 1970-04-28 | -8.04 |  | 1032
91500054 | Unknown | 1970-10-04 | -8.04 |  | 1032
91500054 | Unknown | 1971-02-16 | -7.01 |  | 1032
91500054 | Unknown | 1971-03-03 | -6.5 |  | 1032
91500054 | Unknown | 1971-05-28 | -6.31 |  | 1032
91500054 | Unknown | 1971-07-26 | -6.77 |  | 1032
91500054 | Unknown | 1971-09-22 | -7.35 |  | 1032
91500054 | Unknown | 1971-12-02 | -8.04 |  | 1032
91500054 | Unknown | 1972-02-21 | -6.71 |  | 1032
91500054 | Unknown | 1972-04-10 | -6.13 |  | 1032
91500054 | Unknown | 1972-06-14 | -6.68 |  | 1032
91500054 | Unknown | 1972-10-03 | -8.04 |  | 1032
91500054 | Unknown | 1972-12-13 | -8.04 |  | 1032
91500054 | Unknown | 1973-06-07 | -6.99 |  | 1032
91500054 | Unknown | 1974-03-13 | -5.3 |  | 1032
91500054 | Unknown | 1974-04-09 | -5.65 |  | 1032
91500054 | Unknown | 1974-10-23 | -7.22 |  | 1032
91500054 | Unknown | 1975-06-05 | -6.26 |  | 1032
91500054 | Unknown | 1975-10-12 | -7.26 |  | 1032
91500054 | Unknown | 1975-12-02 | -6.91 |  | 1032
91500054 | Unknown | 1976-04-06 | -5.74 |  | 1032
91500054 | Unknown | 1976-07-21 | -6.56 |  | 1032
91500054 | Unknown | 1976-10-06 | -7.15 |  | 1032
91500054 | Unknown | 1977-04-05 | -6.11 |  | 1032
91500054 | Unknown | 1977-07-13 | -6.6 |  | 1032
91500054 | Unknown | 1977-10-17 | -7.35 |  | 1032
91500054 | Unknown | 1978-04-05 | -8.04 |  | 1032
91500054 | Unknown | 1978-07-29 | -8.04 |  | 1032
91500054 | Unknown | 1979-06-27 | -6.88 |  | 1032
91500066 | Unknown | 1970-04-28 | -8.31 |  | 1032
91500066 | Unknown | 1970-10-04 | -8.7 |  | 1032
91500066 | Unknown | 1971-07-26 | -8.06 |  | 1032
91500066 | Unknown | 1971-09-22 | -8.25 |  | 1032
91500066 | Unknown | 1971-12-02 | -8.49 |  | 1032
91500066 | Unknown | 1972-04-10 | -7.73 |  | 1032
91500066 | Unknown | 1972-06-14 | -7.88 |  | 1032
91500066 | Unknown | 1972-10-04 | -8.19 |  | 1032
91500066 | Unknown | 1972-12-13 | -8.37 |  | 1032
91500066 | Unknown | 1973-06-07 | -7.88 |  | 1032
91500066 | Unknown | 1974-03-13 | -6.97 |  | 1032
91500066 | Unknown | 1974-04-10 | -7.13 |  | 1032
91500066 | Unknown | 1975-06-06 | -7.27 |  | 1032
91500066 | Unknown | 1975-10-12 | -7.56 |  | 1032
91500066 | Unknown | 1975-12-02 | -7.54 |  | 1032
91500066 | Unknown | 1976-04-06 | -6.96 |  | 1032
91500066 | Unknown | 1976-07-21 | -7.28 |  | 1032
91500066 | Unknown | 1976-10-06 | -7.51 |  | 1032
91500066 | Unknown | 1977-04-06 | -7.15 |  | 1032
91500066 | Unknown | 1977-07-13 | -7.34 |  | 1032
91500066 | Unknown | 1977-10-17 | -7.55 |  | 1032
91500066 | Unknown | 1978-04-05 | -7.83 |  | 1032
91500066 | Unknown | 1978-07-30 | -8.04 |  | 1032
91500066 | Unknown | 1979-06-27 | -7.54 |  | 1032
91500068 | Alluvium | 1970-04-28 | -9.2 |  | 1032
91500068 | Alluvium | 1970-10-04 | -9.81 |  | 1032
91500068 | Alluvium | 1971-07-26 | -8.87 |  | 1032
91500068 | Alluvium | 1971-09-22 | -9.2 |  | 1032
91500068 | Alluvium | 1971-12-02 | -9.51 |  | 1032
91500068 | Alluvium | 1972-04-10 | -8.38 |  | 1032
91500068 | Alluvium | 1972-06-14 | -8.68 |  | 1032
91500068 | Alluvium | 1972-10-04 | -9.11 |  | 1032
91500068 | Alluvium | 1972-12-13 | -9.38 |  | 1032
91500068 | Alluvium | 1973-06-07 | -8.7 |  | 1032
91500068 | Alluvium | 1974-03-13 | -7.45 |  | 1032
91500068 | Alluvium | 1974-04-10 | -7.73 |  | 1032
91500068 | Alluvium | 1975-06-06 | -8.08 |  | 1032
91500068 | Alluvium | 1975-10-12 | -8.51 |  | 1032
91500068 | Alluvium | 1975-12-02 | -8.45 |  | 1032
91500068 | Alluvium | 1976-04-06 | -7.68 |  | 1032
91500068 | Alluvium | 1976-07-21 | -8.18 |  | 1032
91500068 | Alluvium | 1976-10-06 | -8.45 |  | 1032
91500068 | Alluvium | 1977-04-06 | -7.94 |  | 1032
91500068 | Alluvium | 1977-07-13 | -8.22 |  | 1032
91500068 | Alluvium | 1977-10-17 | -8.57 |  | 1032
91500068 | Alluvium | 1978-04-05 | -8.86 |  | 1032
91500068 | Alluvium | 1978-07-30 | -9.15 |  | 1032
91500068 | Alluvium | 1979-06-27 | -8.45 |  | 1032
91500069 | Alluvium | 1970-04-28 | -10.17 |  | 1032
91500069 | Alluvium | 1970-10-04 | -10.87 |  | 1032
91500069 | Alluvium | 1971-07-26 | -9.81 |  | 1032
91500069 | Alluvium | 1971-09-22 | -10.2 |  | 1032
91500069 | Alluvium | 1971-12-02 | -10.51 |  | 1032
91500069 | Alluvium | 1972-04-10 | -9.29 |  | 1032
91500069 | Alluvium | 1972-06-14 | -9.65 |  | 1032
91500069 | Alluvium | 1972-10-04 | -10.11 |  | 1032
91500069 | Alluvium | 1972-12-13 | -10.38 |  | 1032
91500069 | Alluvium | 1973-06-07 | -9.69 |  | 1032
91500069 | Alluvium | 1974-03-13 | -8.4 |  | 1032
91500069 | Alluvium | 1974-04-10 | -8.76 |  | 1032
91500069 | Alluvium | 1975-06-06 | -9.14 |  | 1032
91500069 | Alluvium | 1975-10-12 | -9.58 |  | 1032
91500069 | Alluvium | 1975-12-02 | -9.5 |  | 1032
91500069 | Alluvium | 1976-04-06 | -8.71 |  | 1032
91500069 | Alluvium | 1976-07-21 | -9.27 |  | 1032
91500069 | Alluvium | 1976-10-06 | -9.56 |  | 1032
91500069 | Alluvium | 1977-04-06 | -9 |  | 1032
91500069 | Alluvium | 1977-07-13 | -9.32 |  | 1032
91500069 | Alluvium | 1977-10-17 | -9.25 |  | 1032
91500069 | Alluvium | 1978-04-05 | -9.93 |  | 1032
91500069 | Alluvium | 1978-07-30 | -10.25 |  | 1032
91500069 | Alluvium | 1979-06-27 | -9.51 |  | 1032
91500070 | Unknown | 1970-04-28 | -9.56 |  | 1032
91500070 | Unknown | 1970-10-04 | -10.41 |  | 1032
91500070 | Unknown | 1971-07-26 | -9.23 |  | 1032
91500070 | Unknown | 1971-09-22 | -9.59 |  | 1032
91500070 | Unknown | 1971-12-02 | -9.96 |  | 1032
91500070 | Unknown | 1972-04-10 | -8.19 |  | 1032
91500070 | Unknown | 1972-06-14 | -8.83 |  | 1032
91500070 | Unknown | 1972-10-04 | -9.44 |  | 1032
91500070 | Unknown | 1972-12-13 | -9.74 |  | 1032
91500070 | Unknown | 1973-06-07 | -8.87 |  | 1032
91500070 | Unknown | 1974-03-13 | -7.13 |  | 1032
91500070 | Unknown | 1974-04-10 | -7.65 |  | 1032
91500070 | Unknown | 1975-06-06 | -8.24 |  | 1032
91500070 | Unknown | 1975-10-12 | -8.8 |  | 1032
91500070 | Unknown | 1975-12-02 | -8.65 |  | 1032
91500070 | Unknown | 1976-04-06 | -7.61 |  | 1032
91500070 | Unknown | 1976-07-21 | -8.45 |  | 1032
91500070 | Unknown | 1976-10-06 | -8.79 |  | 1032
91500070 | Unknown | 1977-04-06 | -8 |  | 1032
91500070 | Unknown | 1977-07-13 | -8.52 |  | 1032
91500070 | Unknown | 1977-10-17 | -8.93 |  | 1032
91500070 | Unknown | 1978-04-05 | -9.26 |  | 1032
91500070 | Unknown | 1979-06-27 | -8.66 |  | 1032
91500071 | Unknown | 1970-04-28 | -9.39 |  | 1032
91500071 | Unknown | 1970-10-04 | -10.14 |  | 1032
91500071 | Unknown | 1971-07-26 | -9.04 |  | 1032
91500071 | Unknown | 1971-09-22 | -9.41 |  | 1032
91500071 | Unknown | 1971-12-02 | -9.81 |  | 1032
91500071 | Unknown | 1972-04-10 | -7.98 |  | 1032
91500071 | Unknown | 1972-06-14 | -8.65 |  | 1032
91500071 | Unknown | 1972-10-04 | -9.01 |  | 1032
91500071 | Unknown | 1972-12-13 | -9.59 |  | 1032
91500071 | Unknown | 1973-06-07 | -8.69 |  | 1032
91500071 | Unknown | 1974-03-13 | -3.53 |  | 1032
91500071 | Unknown | 1974-04-10 | -4.25 |  | 1032
91500071 | Unknown | 1975-06-06 | -14.79 |  | 1032
91500071 | Unknown | 1975-10-12 | -14.79 |  | 1032
91500071 | Unknown | 1975-12-02 | -14.79 |  | 1032
91500071 | Unknown | 1976-04-06 | -14.79 |  | 1032
91500071 | Unknown | 1976-07-21 | -14.79 |  | 1032
91500071 | Unknown | 1976-10-06 | -14.79 |  | 1032
91500071 | Unknown | 1977-04-06 | -3.25 |  | 1032
91500071 | Unknown | 1977-07-13 | -14.79 |  | 1032
91500071 | Unknown | 1977-10-17 | -14.79 |  | 1032
91500071 | Unknown | 1978-04-05 | -14.79 |  | 1032
91500071 | Unknown | 1978-07-30 | -14.79 |  | 1032
91500071 | Unknown | 1979-06-27 | -14.79 |  | 1032
91500074 | Alluvium | 1973-06-07 | -9.11 |  | 1032
91500074 | Alluvium | 1974-03-13 | -6.69 |  | 1032
91500074 | Alluvium | 1974-04-10 | -6.91 |  | 1032
91500074 | Alluvium | 1974-10-23 | -8.23 |  | 1032
91500074 | Alluvium | 1975-06-06 | -7.15 |  | 1032
91500074 | Alluvium | 1975-10-13 | -8.01 |  | 1032
91500074 | Alluvium | 1975-12-02 | -7.65 |  | 1032
91500074 | Alluvium | 1976-04-06 | -6.35 |  | 1032
91500074 | Alluvium | 1976-07-22 | -7.51 |  | 1032
91500074 | Alluvium | 1976-10-06 | -7.91 |  | 1032
91500074 | Alluvium | 1977-04-06 | -6.85 |  | 1032
91500074 | Alluvium | 1977-07-13 | -7.55 |  | 1032
91500074 | Alluvium | 1977-10-17 | -7.65 |  | 1032
91500074 | Alluvium | 1978-04-05 | -8.67 |  | 1032
91500074 | Alluvium | 1978-07-30 | -9 |  | 1032
91500074 | Alluvium | 1979-06-27 | -7.9 |  | 1032
95 | Unknown | 1913-07-01 |  | 21.37 | 1041
95 | Unknown | 1914-04-01 |  | 20.73 | 1041
95 | Unknown | 1922-04-01 |  | 11.73 | 1041
95 | Unknown | 1954-08-17 |  | -3.96 | 1041
95 | Unknown | 1965-11-18 |  | -6.1 | 1041
95 | Unknown | 1970-02-01 |  | -6.1 | 1041
95 | Unknown | 1972-04-05 |  | -9.45 | 1041
1325 | Unknown | 1917-01-01 | -57.9 |  | 1041
1326 | Unknown | 1917-01-01 | -61.6 |  | 1041
1611 | Unknown | 1920-10-28 |  | 6.34 | 1041
1611 | Unknown | 1967-03-17 |  | -22.86 | 1041
2286 | Unknown | 1912-06-12 |  | -5.79 | 1041
2286 | Unknown | 1939-03-30 |  | -32.31 | 1041
2287 | Unknown | 1920-01-01 |  | -6.71 | 1041
2287 | Unknown | 1939-03-30 |  | -18.29 | 1041
2287 | Unknown | 1952-10-13 |  | -19.51 | 1041
2287 | Unknown | 1967-02-15 |  | -24.38 | 1041
2288 | Unknown | 1923-01-01 | -91.5 |  | 1041
2289 | Unknown | 1929-09-29 |  | -3.2 | 1041
2289 | Unknown | 1937-04-07 |  | -7.92 | 1041
2289 | Unknown | 1941-10-03 |  | -4.77 | 1041
2289 | Unknown | 1951-11-14 |  | -8.84 | 1041
2289 | Unknown | 1956-08-31 |  | -10.06 | 1041
2289 | Unknown | 1967-02-19 |  | -12.19 | 1041
2290 | Hooray Sandstone | 1926-01-01 | -18.6 |  | 1041
2484 | Unknown | 1950-08-16 |  | -10.67 | 1041
2484 | Unknown | 1967-02-14 |  | -13 | 1041
2488 | Unknown | 1913-01-01 | -24.4 |  | 1041
2489 | Winton Formation | 1926-01-01 | -75.6 |  | 1041
2489 | Winton Formation | 1926-01-01 | -75.6 |  | 1041
2490 | Unknown | 1914-01-01 | -56.1 |  | 1041
2499 | Winton Formation | 1914-01-01 | -128.4 |  | 1041
3256 | Unknown | 1911-04-20 |  | -4.88 | 1041
3256 | Unknown | 1954-10-13 |  | -41.76 | 1041
3256 | Unknown | 1967-12-05 |  | -34.75 | 1041
3421 | Unknown | 1950-01-01 | -54.9 |  | 1041
3423 | Winton Formation | 1913-06-16 | -78.6 |  | 1041
3424 | Winton Formation | 1913-01-01 | -64.6 |  | 1041
5003 | Unknown | 1935-01-01 | -6.1 |  | 1041
5144 | Unknown | 1937-07-01 |  | 7.92 | 1041
5751 | Unknown | 1923-01-01 | -76.2 |  | 1041
5752 | Unknown | 1922-01-01 | -91.5 |  | 1041
6021 | Unknown | 1913-01-01 | -70.1 |  | 1041
6022 | Unknown | 1914-01-01 | -42.7 |  | 1041
6023 | Unknown | 1914-01-01 | -76.2 |  | 1041
6094 | Unknown | 1922-01-01 | -91.5 |  | 1041
6388 | Unknown | 1923-01-01 | -91.5 |  | 1041
6538 | Unknown | 1978-01-01 | -48.8 |  | 1041
6539 | Unknown | 1923-01-01 | -45.4 |  | 1041
6540 | Unknown | 1923-01-01 | -48.8 |  | 1041
7382 | Unknown | 1916-01-01 | -91.5 |  | 1041
10650 | Unknown | 1925-01-01 | -79.2 |  | 1041
10651 | Winton Formation | 1928-01-01 | -54.9 |  | 1041
10652 | Winton Formation | 1920-01-01 | -48.8 |  | 1041
10948 | Unknown | 1949-07-15 | -54.9 |  | 1041
11704 | Unknown | 1950-11-25 | -57.9 |  | 1041
11704 | Unknown | 1950-11-25 |  | -57.91 | 1041
12750 | Unknown | 1954-12-19 | -44.2 |  | 1041
12815 | Unknown | 1955-02-25 | -42.7 |  | 1041
13503 | Winton Formation | 1957-12-11 | -50.3 |  | 1041
13966 | Unknown | 1959-07-18 | -40.5 |  | 1041
14779 | Unknown | 1961-07-12 | -59.4 |  | 1041
14779 | Unknown | 1961-07-12 |  | -59.44 | 1041
26228 | Winton Formation | 1951-05-01 | -44.2 |  | 1041
26374 | Unknown | 1955-01-08 | -42.67 |  | 1041
26375 | Winton Formation | 1955-02-12 | -35.66 |  | 1041
51626 | Mackunda Formation | 1982-07-26 | -59 |  | 1041
51631 | Unknown | 1982-12-14 | -47 |  | 1041
69348 | Unknown | 1986-06-12 | -25.6 |  | 1041
69373 | Unknown | 1986-08-20 | -27.4 |  | 1041
69427 | Unknown | 1987-03-02 | 4.9 |  | 1041
69427 | Unknown | 1987-03-26 |  | 9.04 | 1041
69436 | Unknown | 1987-07-08 |  | 23.5 | 1041
69436 | Unknown | 1987-08-21 |  | 22.77 | 1041
69436 | Unknown | 1990-11-05 |  | 22.98 | 1041
69436 | Unknown | 1999-01-28 |  | 24.72 | 1041
69484 | Unknown | 1987-12-08 | -38.5 |  | 1041
93610 | Unknown | 2000-02-04 |  | 10.01 | 1041
118632 | Unknown | 2005-08-09 |  | -10 | 1041
1502 | Winton Formation | 1949-12-13 | -18.3 |  | 1043
1503 | Winton Formation | 1949-12-13 | -24.4 |  | 1043
1504 | Winton Formation | 1915-01-01 | -39.9 |  | 1043
1505 | Winton Formation | 1949-12-13 | -22.8 |  | 1043
1514 | Winton Formation | 1912-01-01 | -31.4 |  | 1043
1518 | Winton Formation | 1914-01-01 | -33.5 |  | 1043
2237 | Hooray Sandstone | 1916-01-01 | 59.7 |  | 1043
2238 | Winton Formation | 1926-01-01 | -21.3 |  | 1043
2239 | Winton Formation | 1915-01-01 | -39.9 |  | 1043
2242 | Winton Formation | 1917-01-01 | -36.6 |  | 1043
2243 | Winton Formation | 1916-01-01 | -33.5 |  | 1043
2244 | Winton Formation | 1917-01-01 | -42 |  | 1043
2245 | Mackunda Formation | 1917-01-01 | -54.5 |  | 1043
2246 | Unknown | 1917-01-01 | -22.5 |  | 1043
2247 | Unknown | 1917-01-01 | -19.8 |  | 1043
2248 | Unknown | 1917-01-01 | -50.9 |  | 1043
2486 | Hutton Sandstone | 1901-01-01 | -27.4 |  | 1043
6368 | Unknown | 1935-08-01 | -27.4 |  | 1043
7252 | Winton Formation | 1926-01-01 | -36.6 |  | 1043
7253 | Unknown | 1926-01-01 | -42.7 |  | 1043
7254 | Winton Formation | 1926-01-01 | -41.1 |  | 1043
9048 | Winton Formation | 1939-06-28 | -24.7 |  | 1043
9299 | Winton Formation | 1917-01-01 | -67.1 |  | 1043
9302 | Winton Formation | 1943-01-01 | -56.4 |  | 1043
9359 | Winton Formation | 1943-06-21 | -41.1 |  | 1043
9461 | Winton Formation | 1943-09-11 | -45.7 |  | 1043
10279 | Winton Formation | 1944-11-23 | -48.8 |  | 1043
11115 | Winton Formation | 1948-05-25 | -59.7 |  | 1043
11115 | Winton Formation | 1983-07-04 | -59.74 |  | 1043
11168 | Mackunda Formation | 1948-07-10 | -50.6 |  | 1043
11844 | Mackunda Formation | 1951-07-31 | -35 |  | 1043
11863 | Mackunda Formation | 1951-09-21 | -40.8 |  | 1043
11989 | Mackunda Formation | 1951-11-08 | -64 |  | 1043
11990 | Winton Formation | 1952-01-01 | -64 |  | 1043
12049 | Mackunda Formation | 1952-08-30 | -51.8 |  | 1043
12556 | Winton Formation | 1951-01-01 | -47.5 |  | 1043
12557 | Winton Formation | 1953-01-01 | -61 |  | 1043
12558 | Winton Formation | 1954-01-01 | -41.7 |  | 1043
12558 | Winton Formation | 1983-07-04 | -41.75 |  | 1043
12574 | Winton Formation | 1954-05-08 | -28.35 |  | 1043
12577 | Winton Formation | 1954-01-19 | -48.77 |  | 1043
12613 | Winton Formation | 1954-07-01 | -42.7 |  | 1043
12801 | Unknown | 1954-08-21 | -21.3 |  | 1043
13105 | Winton Formation | 1955-11-12 | -45.7 |  | 1043
13197 | Winton Formation | 1956-08-21 | -15.2 |  | 1043
14073 | Winton Formation | 1959-01-01 | -36.6 |  | 1043
14132 | Mackunda Formation | 1960-06-11 | -59.4 |  | 1043
14475 | Winton Formation | 1960-10-30 | -37.5 |  | 1043
14737 | Mackunda Formation | 1961-01-01 | -47.8 |  | 1043
14919 | Winton Formation | 1962-12-13 | -49.4 |  | 1043
14952 | Winton Formation | 1961-05-13 | -73.2 |  | 1043
15026 | Winton Formation | 1962-04-09 | -35.3 |  | 1043
15026 | Winton Formation | 1983-07-04 | -35.35 |  | 1043
16435 | Winton Formation | 1965-05-09 | -45.1 |  | 1043
51585 | Unknown | 1982-01-27 | -35 |  | 1043
69323 | Unknown | 1986-03-20 | -18 |  | 1043
69482 | Unknown | 1987-11-01 | -38 |  | 1043
17980 | Unknown | 1968-04-19 | -18.3 |  | 1044
17981 | Unknown | 1968-04-19 | -24.4 |  | 1044
17982 | Unknown | 1968-04-19 | -29.5 |  | 1044
17982 | Unknown | 1968-04-19 |  | -29.5 | 1044
44443 | Unknown | 1983-11-23 | 16.34 |  | 1044
44443 | Unknown | 1983-11-23 |  | 16.34 | 1044
44443 | Unknown | 1983-11-23 |  | 16.24 | 1044
47079 | Unknown | 1983-10-25 |  | 13.99 | 1044
47079 | Tertiary | 1992-08-30 | 13.25 |  | 1044
47079 | Unknown | 1992-08-30 |  | 13.25 | 1044
47080 | Tertiary | 1992-08-29 | 9.88 |  | 1044
47080 | Unknown | 1992-08-29 |  | 9.88 | 1044
47167 | Unknown | 1975-07-15 |  | -22.1 | 1044
57660 | Unknown | 1983-10-25 |  | 6.84 | 1044
57661 | Unknown | 1983-10-26 |  | 8.54 | 1044
57661 | Tertiary | 1992-08-28 | 7.84 |  | 1044
57661 | Unknown | 1992-08-28 |  | 7.84 | 1044
62623 | Unknown | 1983-07-26 |  | 1.4 | 1044
62623 | Dunda Beds | 1992-08-26 | 1.51 |  | 1044
62623 | Unknown | 1992-08-26 |  | 1.51 | 1044
62799 | Unknown | 1983-10-25 |  | 14.13 | 1044
67627 | Unknown | 1992-08-27 |  | 2.65 | 1044
67627 | Tertiary | 1992-10-27 | 2.65 |  | 1044
84671 | Unknown | 1994-04-12 |  | 14.81 | 1044
84671 | Unknown | 1994-04-12 |  | 13.33 | 1044
84671 | Unknown | 1994-04-12 |  | 15.02 | 1044
89081 | Drummond Group | 1990-10-10 | -24 |  | 1044
89082 | Drummond Group | 1990-10-11 | -20 |  | 1044
89270 | Drummond Group | 1992-05-27 | -39.6 |  | 1044
90256 | Unknown | 1993-07-23 | -75 |  | 1044
90257 | Unknown | 1993-07-26 | -27 |  | 1044
90258 | Unknown | 1992-09-05 | -39.6 |  | 1044
90259 | Tertiary | 1992-05-22 | -35 |  | 1044
90260 | Unknown | 1992-05-24 | -30 |  | 1044
103378 | Unknown | 2001-01-25 | -5 |  | 1044
103423 | Unknown | 2001-01-08 | 0 |  | 1044
12030097 | Alluvium | 1975-09-11 | -12.13 |  | 1044
12030097 | Alluvium | 1975-11-20 | -12.74 |  | 1044
12030097 | Alluvium | 1976-03-24 | -13.1 |  | 1044
12030097 | Alluvium | 1976-07-01 | -6.37 |  | 1044
12030097 | Alluvium | 1976-11-11 | -7.27 |  | 1044
12030097 | Alluvium | 1977-12-16 | -6.97 |  | 1044
12030097 | Alluvium | 1978-07-20 | -6.81 |  | 1044
12030097 | Alluvium | 1978-11-09 | -7.32 |  | 1044
12030097 | Alluvium | 1979-05-24 | -7.77 |  | 1044
12030097 | Alluvium | 1979-10-11 | -8.17 |  | 1044
12030097 | Alluvium | 1980-02-07 | -8.42 |  | 1044
12030097 | Alluvium | 1980-05-21 | -8.37 |  | 1044
12030097 | Alluvium | 1980-08-21 | -8.63 |  | 1044
12030097 | Alluvium | 1980-11-26 | -11.52 |  | 1044
12030097 | Alluvium | 1981-03-19 | -12 |  | 1044
12030097 | Alluvium | 1981-07-09 | -8.42 |  | 1044
12030097 | Alluvium | 1981-10-21 | -10.92 |  | 1044
12030097 | Alluvium | 1982-04-22 | -12.08 |  | 1044
12030097 | Alluvium | 1982-07-22 | -12.15 |  | 1044
12030097 | Alluvium | 1982-12-02 | -12.16 |  | 1044
12030097 | Alluvium | 1983-08-11 | -5.74 |  | 1044
12030097 | Alluvium | 1983-12-14 | -6.65 |  | 1044
12030097 | Alluvium | 1984-03-22 | -6.76 |  | 1044
12030097 | Alluvium | 1984-07-12 | -7.33 |  | 1044
12030097 | Alluvium | 1984-12-13 | -7.59 |  | 1044
12030097 | Alluvium | 1985-07-16 | -8.07 |  | 1044
12030097 | Alluvium | 1985-09-19 | -8.2 |  | 1044
12030097 | Alluvium | 1986-02-13 | -8.25 |  | 1044
12030097 | Alluvium | 1986-07-10 | -8.59 |  | 1044
12030097 | Alluvium | 1986-10-16 | -10.77 |  | 1044
12030097 | Alluvium | 1987-02-18 | -11.37 |  | 1044
12030097 | Alluvium | 1987-06-04 | -11.78 |  | 1044
12030097 | Alluvium | 2005-10-11 | -12.67 |  | 1044
12030097 | Alluvium | 2006-01-12 | -11.91 |  | 1044
12030097 | Alluvium | 2006-05-26 | -13.2 |  | 1044
12030099 | Unknown | 2005-10-11 | -4.47 |  | 1044
12030099 | Unknown | 2006-01-12 | -4.51 |  | 1044
12030099 | Unknown | 2006-05-26 | -4.46 |  | 1044
12030099 | Unknown | 2007-01-05 | -4.5 |  | 1044
1137 | Unknown | 1914-01-01 | -97.54 |  | 1047
1138 | Unknown | 1913-01-01 | -121.92 |  | 1047
1139 | Unknown | 1914-01-01 | -95.1 |  | 1047
1979 | Unknown | 1915-01-01 | -106.38 |  | 1047
1979 | Unknown | 1937-03-13 | -111 |  | 1047
1988 | Hutton Sandstone | 1912-01-01 | -54.86 |  | 1047
1990 | Unknown | 1919-01-01 | -77.72 |  | 1047
1991 | Hutton Sandstone | 1921-01-01 | -64.01 |  | 1047
2521 | Hutton Sandstone | 1919-06-15 | -98.5 |  | 1047
2523 | Unknown | 1913-01-01 | -5.49 |  | 1047
2523 | Unknown | 1922-10-22 | -5.49 |  | 1047
2888 | Adori Sandstone | 1940-05-15 | -48.8 |  | 1047
2889 | Birkhead Formation | 1940-05-15 | -54.9 |  | 1047
2890 | Adori Sandstone | 1940-05-15 | -54.9 |  | 1047
2891 | Hooray Sandstone | 1919-01-01 | -36.6 |  | 1047
2892 | Adori Sandstone | 1920-01-01 | -102.4 |  | 1047
3882 | Hutton Sandstone | 1910-01-01 | -13.7 |  | 1047
3885 | Adori Sandstone | 1976-09-09 | -1.2 |  | 1047
3890 | Precipice Sandstone | 1912-01-01 | -57.3 |  | 1047
3891 | Unknown | 1917-02-17 | -23.1 |  | 1047
3892 | Adori Sandstone | 1911-01-01 | -22.2 |  | 1047
3895 | Adori Sandstone | 1911-01-01 | -10.6 |  | 1047
3897 | Hutton Sandstone | 1914-01-01 | -81.4 |  | 1047
3901 | Hutton Sandstone | 1912-01-01 | -53.6 |  | 1047
3903 | Hutton Sandstone | 1990-02-20 | 13.69 |  | 1047
3904 | Precipice Sandstone | 1920-06-18 | -8.54 |  | 1047
3911 | Hutton Sandstone | 1914-01-01 | -14 |  | 1047
3912 | Hutton Sandstone | 1914-01-01 | -36.6 |  | 1047
3914 | Hutton Sandstone | 1919-01-01 | -70.1 |  | 1047
3916 | Adori Sandstone | 1912-01-01 | -20.4 |  | 1047
3917 | Adori Sandstone | 1913-01-01 | -24.4 |  | 1047
3918 | Westbourne Formation | 1940-05-29 | -26.2 |  | 1047
3919 | Hutton Sandstone | 1913-01-01 | -61 |  | 1047
3921 | Hutton Sandstone | 1912-01-01 | -39 |  | 1047
5859 | Hutton Sandstone | 1913-01-01 | -6.7 |  | 1047
5999 | Adori Sandstone | 1919-01-01 | -24.38 |  | 1047
5999 | Adori Sandstone | 1969-01-01 | -24.38 |  | 1047
6384 | Adori Sandstone | 1937-03-12 | -36.6 |  | 1047
6763 | Hutton Sandstone | 1938-04-26 | -53.34 |  | 1047
6837 | Clematis Sandstone | 1922-01-01 | -85.34 |  | 1047
6853 | Hutton Sandstone | 1938-03-30 | -7.31 |  | 1047
7758 | Hutton Sandstone | 1939-12-11 | -19.8 |  | 1047
7927 | Hutton Sandstone | 1938-09-17 | -30.48 |  | 1047
7961 | Westbourne Formation | 1923-01-01 | -54.9 |  | 1047
8049 | Hutton Sandstone | 1941-08-10 | -35.3 |  | 1047
8486 | Clematis Sandstone | 1921-05-01 | -33.8 |  | 1047
9184 | Unknown | 1942-01-01 | -6.1 |  | 1047
10842 | Adori Sandstone | 1947-04-24 | -61.6 |  | 1047
10967 | Hutton Sandstone | 1947-09-04 | -62.5 |  | 1047
11081 | Hutton Sandstone | 1948-04-20 | -98.15 |  | 1047
11087 | Hutton Sandstone | 1948-02-10 | -106.7 |  | 1047
11250 | Hutton Sandstone | 1948-06-24 | -45.7 |  | 1047
11296 | Hutton Sandstone | 1948-09-01 | -92.65 |  | 1047
11312 | Hutton Sandstone | 1948-11-13 | -114 |  | 1047
11419 | Hooray Sandstone | 1949-11-02 | -11.5 |  | 1047
11606 | Hutton Sandstone | 1949-12-07 | -19.8 |  | 1047
12274 | Hutton Sandstone | 1952-06-27 | -47.8 |  | 1047
12494 | Hutton Sandstone | 1953-06-26 | -43.3 |  | 1047
12729 | Hutton Sandstone | 1953-01-01 | -45.1 |  | 1047
12730 | Adori Sandstone | 1954-01-01 | -24.4 |  | 1047
12964 | Hutton Sandstone | 1954-10-17 | -67.06 |  | 1047
13217 | Hooray Sandstone | 1956-08-30 | -59.1 |  | 1047
13546 | Hutton Sandstone | 1958-03-15 | -21.5 |  | 1047
14934 | Hutton Sandstone | 1961-01-01 | -156.1 |  | 1047
14936 | Moolayember Formation | 1962-01-04 | -33.5 |  | 1047
15294 | Precipice Sandstone | 1962-07-17 | -103.3 |  | 1047
15528 | Adori Sandstone | 1963-03-12 | -45.1 |  | 1047
15796 | Hutton Sandstone | 1964-01-24 | -97.6 |  | 1047
15797 | Clematis Sandstone | 1964-01-19 | -48.8 |  | 1047
15806 | Adori Sandstone | 1964-08-28 | -16.1 |  | 1047
16899 | Hutton Sandstone | 1966-11-01 | -30.2 |  | 1047
17103 | Precipice Sandstone | 1966-11-29 | -114 |  | 1047
33501 | Precipice Sandstone | 1969-10-15 | -124.4 |  | 1047
38640 | Hutton Sandstone | 1972-09-27 | -53.3 |  | 1047
38990 | Hutton Sandstone | 1972-11-26 | -117.65 |  | 1047
43933 | Unknown | 1973-07-14 | -73.2 |  | 1047
50326 | Hutton Sandstone | 1980-06-25 | -30 |  | 1047
50349 | Hutton Sandstone | 1980-07-25 | -118 |  | 1047
50550 | Hutton Sandstone | 1986-10-10 | -29 |  | 1047
50694 | Hutton Sandstone | 1990-01-08 | -42.67 |  | 1047
50793 | Unknown | 1994-12-06 | 16 |  | 1047
51186 | Injune Creek Group | 1978-01-22 | -67.7 |  | 1047
69219 | Hutton Sandstone | 1985-09-14 | -320 |  | 1047
69238 | Unknown | 1985-09-18 | -79.25 |  | 1047
69290 | Injune Creek Group | 1986-01-23 | -76 |  | 1047
69553 | Birkhead Formation | 1989-04-23 | -115.8 |  | 1047
90145 | Unknown | 1994-07-23 | -67 |  | 1047
330004 | Hutton Sandstone | 1992-03-05 | -26 |  | 1047
330005 | Hutton Sandstone | 1992-03-05 | -26.4 |  | 1047
330008 | Hutton Sandstone | 1992-03-08 | -30.5 |  | 1047
330010 | Adori Sandstone | 1992-03-11 | -23.8 |  | 1047
330011 | Adori Sandstone | 1992-03-12 | -7.8 |  | 1047
8376 | Hooray Sandstone | 1940-10-19 | -45.4 |  | 1049
8400 | Hooray Sandstone | 1940-07-13 | -65.8 |  | 1049
8491 | Hutton Sandstone | 1935-07-04 | -114.6 |  | 1049
9985 | Westbourne Formation | 1945-01-19 | -59.4 |  | 1049
11344 | Hutton Sandstone | 1949-05-11 | -96.6 |  | 1049
11793 | Adori Sandstone | 1951-07-21 | -78.6 |  | 1049
11894 | Hutton Sandstone | 1951-03-01 | -15.8 |  | 1049
11941 | Adori Sandstone | 1951-10-05 | -91.5 |  | 1049
13266 | Adori Sandstone | 1956-11-15 | -76.2 |  | 1049
13307 | Hutton Sandstone | 1956-09-24 | -73.8 |  | 1049
13880 | Hutton Sandstone | 1959-03-03 | -91.44 |  | 1049
14310 | Boxvale Sandstome Member | 1960-03-04 | -27.4 |  | 1049
14311 | Hutton Sandstone | 1960-03-19 | -152.5 |  | 1049
14469 | Wyandra Sandstone Member | 1960-11-05 | -70.1 |  | 1049
14747 | Hutton Sandstone | 1965-03-06 | -112.8 |  | 1049
14900 | Adori Sandstone | 1961-10-12 | -28.3 |  | 1049
15009 | Adori Sandstone | 1961-12-09 | -55.5 |  | 1049
16474 | Hutton Sandstone | 1965-11-17 | -132 |  | 1049
16501 | Birkhead Formation | 1965-08-04 | -47.1 |  | 1049
16502 | Birkhead Formation | 1965-07-02 | -82.3 |  | 1049
16599 | Adori Sandstone | 1965-10-01 | -40.8 |  | 1049
16614 | Hutton Sandstone | 1965-09-06 | -90.2 |  | 1049
16880 | Hooray Sandstone | 1966-05-05 | -49.7 |  | 1049
17106 | Hutton Sandstone | 1966-10-15 | -113.08 |  | 1049
26210 | Hutton Sandstone | 1965-01-01 | -57.3 |  | 1049
26365 | Hooray Sandstone | 1956-01-01 | -24.38 |  | 1049
26366 | Hutton Sandstone | 1967-08-31 | -35.3 |  | 1049
31266 | Westbourne Formation | 1970-08-01 | -59.1 |  | 1049
35872 | Hutton Sandstone | 1970-08-24 | -113.08 |  | 1049
37532 | Evergreen Formation | 1971-09-25 | -54.9 |  | 1049
37906 | Adori Sandstone | 1972-05-20 | -42.7 |  | 1049
47128 | Hutton Sandstone | 1974-11-28 | -69.91 |  | 1049
50185 | Birkhead Formation | 1945-01-01 | -76.2 |  | 1049
50187 | Hutton Sandstone | 1931-01-01 | -33.2 |  | 1049
50479 | Unknown | 1985-02-15 | -10.8 |  | 1049
50489 | Winton Formation | 1985-02-28 | -15.2 |  | 1049
50574 | Hutton Sandstone | 1985-04-30 | -64 |  | 1049
50575 | Birkhead Formation | 1985-04-30 | -54.86 |  | 1049
50576 | Birkhead Formation | 1985-04-30 | -57.91 |  | 1049
50595 | Boxvale Sandstome Member | 1987-09-01 | -79.25 |  | 1049
50604 | Westbourne Formation | 1988-06-10 | -61.57 |  | 1049
50615 | Hutton Sandstone | 1988-04-30 | 20.42 |  | 1049
50615 | Hutton Sandstone | 1988-04-30 | -20.42 |  | 1049
50649 | Boxvale Sandstone Member | 1989-01-01 | -7.01 |  | 1049
50651 | Precipice Sandstone | 1989-01-01 | -203.6 |  | 1049
50710 | Unknown | 1990-12-17 | -61.2 |  | 1049
118189 | Unknown | 2003-07-17 | -87.3 |  | 1049
42320210 | Hooray Sandstone | 2000-04-02 | -39.6 |  | 1049
42320210 | Hooray Sandstone | 2004-11-25 | -40.42 |  | 1049
120 | Hutton Sandstone | 1985-11-27 | -7.91 |  | 1067
3341 | Coreena Member | 1911-01-01 | -23.4 |  | 1067
3343 | Coreena Member | 1920-01-01 | -45.7 |  | 1067
3345 | Unknown | 1920-11-01 | -3.6 |  | 1067
3347 | Unknown | 1920-11-01 | -15.2 |  | 1067
3394 | Winton Formation | 1937-05-10 | -67.1 |  | 1067
3406 | Allaru Mudstone | 1914-12-01 | -52.73 |  | 1067
3408 | Winton Formation | 1920-11-14 | -38.4 |  | 1067
3410 | Unknown | 1920-11-14 | -18.6 |  | 1067
3411 | Allaru Mudstone | 1920-11-14 | -25.6 |  | 1067
3412 | Coreena Member | 1920-11-14 | -21.6 |  | 1067
3413 | Unknown | 1920-11-14 | -25.6 |  | 1067
3772 | Mackunda Formation | 1913-01-01 | -24.4 |  | 1067
3773 | Unknown | 1913-01-01 | -31.7 |  | 1067
3774 | Mackunda Formation | 1920-01-01 | -24.4 |  | 1067
3776 | Hutton Sandstone | 1902-04-17 | -36.6 |  | 1067
3777 | Mackunda Formation | 1916-05-31 | -21 |  | 1067
3785 | Unknown | 1912-01-01 | -42.7 |  | 1067
3788 | Mackunda Formation | 1912-01-01 | -42 |  | 1067
3793 | Winton Formation | 1944-05-10 | -36.6 |  | 1067
3796 | Hooray Sandstone | 1918-01-01 | -22.8 |  | 1067
3797 | Mackunda Formation | 1944-05-10 | -36.6 |  | 1067
3798 | Mackunda Formation | 1936-01-01 | -18.3 |  | 1067
3801 | Unknown | 1944-01-01 | -23.1 |  | 1067
3802 | Unknown | 1920-01-01 | -54.9 |  | 1067
4060 | Hutton Sandstone | 1913-01-01 | 23.1 |  | 1067
4080 | Doncaster Member | 1976-07-07 | 0 |  | 1067
5038 | Mackunda Formation | 1935-01-01 | -27.4 |  | 1067
5463 | Mackunda Formation | 1916-01-01 | -18.6 |  | 1067
5596 | Winton Formation | 1916-01-01 | -32 |  | 1067
5597 | Mackunda Formation | 1922-01-01 | -39.6 |  | 1067
5747 | Allaru Mudstone | 1925-06-25 | -66.44 |  | 1067
5893 | Coreena Member | 1937-01-01 | -13.7 |  | 1067
6956 | Allaru Mudstone | 1938-08-20 | -34.7 |  | 1067
7716 | Coreena Member | 1910-01-01 | -19.5 |  | 1067
8896 | Wallumbilla Formation | 1942-01-01 | -48.8 |  | 1067
9443 | Mackunda Formation | 1944-04-29 | -31.7 |  | 1067
9908 | Coreena Member | 1924-01-01 | -91.5 |  | 1067
9909 | Mackunda Formation | 1910-01-01 | -18.3 |  | 1067
9910 | Unknown | 1921-01-01 | -45.7 |  | 1067
9933 | Allaru Mudstone | 1943-05-18 | -16.15 |  | 1067
10373 | Coreena Member | 1945-01-01 | -27.4 |  | 1067
10529 | Coreena Member | 1946-02-15 | -54.9 |  | 1067
10783 | Mackunda Formation | 1947-04-21 | -19.8 |  | 1067
10977 | Coreena Member | 1947-10-15 | -33.2 |  | 1067
11326 | Coreena Member | 1974-10-30 | -0.3 |  | 1067
11427 | Mackunda Formation | 1949-09-01 | -48.1 |  | 1067
11615 | Coreena Member | 1949-11-11 | -24.4 |  | 1067
11663 | Coreena Member | 1950-08-18 | -55.5 |  | 1067
11869 | Mackunda Formation | 1950-01-01 | -31.4 |  | 1067
11876 | Tertiary | 1951-01-01 | -22.2 |  | 1067
12899 | Coreena Member | 1953-05-03 | -42.36 |  | 1067
12979 | Allaru Mudstone | 1955-03-01 | -25.9 |  | 1067
13095 | Mackunda Formation | 1955-12-03 | -19.8 |  | 1067
13519 | Winton Formation | 1958-04-24 | -93 |  | 1067
13547 | Coreena Member | 1957-08-24 | -25.9 |  | 1067
13800 | Coreena Member | 1942-01-20 | -48.8 |  | 1067
14052 | Coreena Member | 1957-04-16 | -16.7 |  | 1067
14129 | Mackunda Formation | 1960-01-26 | -31.4 |  | 1067
14167 | Mackunda Formation | 1960-02-20 | -25.3 |  | 1067
16061 | Mackunda Formation | 1964-10-22 | -42.7 |  | 1067
16261 | Winton Formation | 1965-05-05 | -76.8 |  | 1067
17115 | Hooray Sandstone | 1970-04-14 | -2.4 |  | 1067
17383 | Coreena Member | 1968-09-21 | -38.8 |  | 1067
33324 | Mackunda Formation | 1969-08-22 | -52.1 |  | 1067
33325 | Mackunda Formation | 1969-10-07 | -57.3 |  | 1067
50006 | Mackunda Formation | 1974-01-01 | -38 |  | 1067
50074 | Mackunda Formation | 1976-09-01 | -32.3 |  | 1067
50267 | Mackunda Formation | 1979-06-13 | -58 |  | 1067
50268 | Mackunda Formation | 1979-06-29 | -37 |  | 1067
50286 | Unknown | 1951-10-17 | -25.91 |  | 1067
50289 | Mackunda Formation | 1979-07-23 | -53 |  | 1067
50371 | Mackunda Formation | 1981-05-12 | -55 |  | 1067
50436 | Allaru Mudstone | 1983-08-01 | -28.5 |  | 1067
50445 | Winton Formation | 1983-08-24 | -33.3 |  | 1067
50446 | Winton Formation | 1983-08-27 | -36.5 |  | 1067
50657 | Hooray Sandstone | 1989-02-22 | -85.34 |  | 1067
50705 | Unknown | 1990-03-28 | -21.4 |  | 1067
50725 | Hooray Sandstone | 1991-06-21 | -27.43 |  | 1067
50726 | Mackunda Formation | 1991-06-26 | -27.43 |  | 1067
69074 | Unknown | 1985-02-03 | -68.58 |  | 1067
311 | Hutton Sandstone | 1960-06-24 | 0.8 |  | 1070
1198 | Coreena Member | 1937-03-15 | -18.3 |  | 1070
1757 | Wallumbilla Formation | 1908-01-01 | -11.5 |  | 1070
1763 | Wallumbilla Formation | 1937-05-01 | -12.2 |  | 1070
1775 | Wallumbilla Formation | 1909-01-01 | -24.4 |  | 1070
1995 | Hooray Sandstone | 1987-07-18 | -5.82 |  | 1070
1995 | Hooray Sandstone | 1995-06-16 | 13.7 |  | 1070
2004 | Alluvium | 1913-11-10 | -36.57 |  | 1070
2866 | Adori Sandstone | 1939-01-05 | 0 |  | 1070
2867 | Wyandra Sandstone Member | 1959-06-10 | -5.4 |  | 1070
4090 | Hutton Sandstone | 1927-09-10 | 21.1 |  | 1070
4963 | Hooray Sandstone | 1919-10-14 | 4.7 |  | 1070
4963 | Hooray Sandstone | 1987-07-18 | -8.55 |  | 1070
4964 | Wallumbilla Formation | 1972-07-06 | -9.3 |  | 1070
4964 | Wallumbilla Formation | 1979-01-15 | -10.9 |  | 1070
5008 | Hutton Sandstone | 1936-01-01 | 0.1 |  | 1070
5008 | Hutton Sandstone | 1976-08-05 | -2.22 |  | 1070
5008 | Hutton Sandstone | 1979-01-17 | -2.7 |  | 1070
5021 | Coreena Member | 1936-01-01 | -38.1 |  | 1070
6526 | Coreena Member | 1911-01-01 | -38.4 |  | 1070
6527 | Coreena Member | 1911-01-01 | -38.4 |  | 1070
6528 | Coreena Member | 1929-01-01 | -30.5 |  | 1070
6529 | Coreena Member | 1911-01-01 | -45.7 |  | 1070
6530 | Coreena Member | 1911-01-01 | -27.4 |  | 1070
7247 | Doncaster Member | 1971-11-10 | -3.2 |  | 1070
8393 | Wyandra Sandstone Member | 1941-05-01 | -45.7 |  | 1070
8542 | Hooray Sandstone | 1941-02-08 | -6.1 |  | 1070
10528 | Coreena Member | 1945-09-24 | -16.15 |  | 1070
10655 | Coreena Member | 1945-09-06 | -48.8 |  | 1070
10742 | Coreena Member | 1946-01-01 | -39.6 |  | 1070
10782 | Coreena Member | 1946-11-23 | -18.3 |  | 1070
10877 | Alluvium | 1947-02-15 | -35 |  | 1070
11038 | Coreena Member | 1947-12-21 | -12.2 |  | 1070
11184 | Coreena Member | 1948-01-14 | -27.4 |  | 1070
11185 | Coreena Member | 1948-01-01 | -29.2 |  | 1070
11233 | Coreena Member | 1948-08-13 | -12.8 |  | 1070
11257 | Tertiary | 1948-11-16 | -35.3 |  | 1070
11318 | Coreena Member | 1949-01-08 | -15.2 |  | 1070
11636 | Adori Sandstone | 1960-05-27 | -15.2 |  | 1070
11639 | Birkhead Formation | 1951-01-29 | -21.9 |  | 1070
11864 | Doncaster Member | 1951-08-31 | -42.7 |  | 1070
11942 | Coreena Member | 1952-01-19 | -18.9 |  | 1070
11947 | Alluvium | 1948-12-04 | -38.4 |  | 1070
11949 | Adori Sandstone | 1952-08-16 | -28.9 |  | 1070
12085 | Alluvium | 1952-04-22 | -8.2 |  | 1070
12176 | Alluvium | 1952-12-14 | -30.5 |  | 1070
12597 | Hooray Sandstone | 1954-10-08 | -5.1 |  | 1070
12615 | Wyandra Sandstone Member | 1956-09-28 | 15.4 |  | 1070
12615 | Wyandra Sandstone Member | 1976-08-27 | 10.45 |  | 1070
12615 | Wyandra Sandstone Member | 1981-09-18 | 8.73 |  | 1070
12769 | Coreena Member | 1954-05-30 | -27.4 |  | 1070
13026 | Allaru Mudstone | 1958-09-11 | -34.4 |  | 1070
13214 | Coreena Member | 1955-09-20 | -41.4 |  | 1070
13215 | Coreena Member | 1956-05-25 | -17.6 |  | 1070
13262 | Doncaster Member | 1956-09-01 | -13.7 |  | 1070
13439 | Coreena Member | 1957-11-06 | -15.2 |  | 1070
13720 | Allaru Mudstone | 1965-10-14 | -36.6 |  | 1070
13764 | Tertiary | 1958-08-07 | -32.6 |  | 1070
13766 | Alluvium | 1958-05-21 | -39 |  | 1070
13849 | Alluvium | 1959-01-31 | -36.6 |  | 1070
13857 | Coreena Member | 1957-07-20 | -16.7 |  | 1070
13863 | Alluvium | 1959-03-12 | -6.4 |  | 1070
13868 | Coreena Member | 1959-03-07 | -45.7 |  | 1070
13931 | Coreena Member | 1959-08-12 | -19.8 |  | 1070
13943 | Alluvium | 1959-06-20 | -10.3 |  | 1070
14016 | Coreena Member | 1959-09-03 | -5.4 |  | 1070
14051 | Coreena Member | 1957-01-12 | -51.8 |  | 1070
14165 | Coreena Member | 1961-07-10 | -36.6 |  | 1070
14397 | Coreena Member | 1960-09-16 | -18.3 |  | 1070
14451 | Coreena Member | 1958-10-11 | -8.2 |  | 1070
14470 | Doncaster Member | 1960-01-01 | -36.9 |  | 1070
14473 | Alluvium | 1959-01-02 | -19.8 |  | 1070
14476 | Coreena Member | 1960-11-14 | -38.4 |  | 1070
14485 | Coreena Member | 1958-01-01 | -24.4 |  | 1070
14910 | Alluvium | 1962-02-01 | -13.7 |  | 1070
15015 | Mackunda Formation | 1962-01-01 | -24.4 |  | 1070
15456 | Alluvium | 1962-11-10 | -27.7 |  | 1070
15859 | Alluvium | 1964-08-07 | -30.2 |  | 1070
16084 | Alluvium | 1964-08-01 | -6.1 |  | 1070
16143 | Alluvium | 1964-07-02 | -5.4 |  | 1070
17142 | Alluvium | 1966-07-02 | -4.8 |  | 1070
17441 | Alluvium | 1967-04-08 | -28 |  | 1070
17441 | Alluvium | 1967-06-12 | -28.1 |  | 1070
17441 | Alluvium | 1995-11-28 | -27 |  | 1070
17790 | Alluvium | 1968-01-28 | -14.3 |  | 1070
30390 | Allaru Mudstone | 1960-12-15 | -28.3 |  | 1070
36626 | Alluvium | 1970-06-22 | -9.9 |  | 1070
37585 | Alluvium | 1971-10-05 | -32.5 |  | 1070
37988 | Coreena Member | 1910-01-01 | -32.3 |  | 1070
37989 | Unknown | 1938-01-01 | -20.1 |  | 1070
38789 | Mackunda Formation | 1972-07-18 | -36.7 |  | 1070
38814 | Alluvium | 1972-03-27 | -28.9 |  | 1070
44427 | Alluvium | 1970-11-26 | -8.8 |  | 1070
50026 | Coreena Member | 1974-01-01 | -9.8 |  | 1070
50077 | Allaru Mudstone | 1975-09-13 | -27 |  | 1070
50221 | Tertiary | 1978-06-25 | -10.1 |  | 1070
50226 | Coreena Member | 1978-06-09 | -15.2 |  | 1070
50243 | Alluvium | 1969-01-01 | -34.8 |  | 1070
50312 | Alluvium | 1979-10-01 | -15.2 |  | 1070
50323 | Wallumbilla Formation | 1981-02-19 | -38.6 |  | 1070
50332 | Alluvium | 1980-05-06 | -31.3 |  | 1070
50434 | Wallumbilla Formation | 1983-03-29 | -12.2 |  | 1070
50435 | Alluvium | 1983-04-11 | -15.8 |  | 1070
50504 | Evergreen Formation | 1985-07-23 | 52.82 |  | 1070
50508 | Unknown | 1985-07-28 | -10.3 |  | 1070
50508 | Unknown | 1987-08-19 | 1.22 |  | 1070
50516 | Unknown | 1985-08-16 | -12.3 |  | 1070
50611 | Adori Sandstone | 1988-09-30 | -33 |  | 1070
50638 | Hooray Sandstone | 1989-01-20 | -12.2 |  | 1070
50684 | Allaru Mudstone | 1989-08-11 | -33 |  | 1070
50708 | Unknown | 1990-10-23 | -23.16 |  | 1070
50735 | Alluvium | 1992-02-13 | -30 |  | 1070
50771 | Alluvium | 1994-01-24 | -32 |  | 1070
50776 | Alluvium | 1994-04-27 | -34.9 |  | 1070
50828 | Alluvium | 1995-10-27 | -27.5 |  | 1070
50974 | Hooray Sandstone | 2001-05-20 | -35.4 |  | 1070
42320009 | Doncaster Member | 1970-02-20 | -8.8 |  | 1070
42320010 | Alluvium | 1969-06-08 | -4.49 |  | 1070
42320010 | Alluvium | 1969-06-08 | -4.3 |  | 1070
42320010 | Alluvium | 1969-09-19 | -4.94 |  | 1070
42320010 | Alluvium | 1969-12-22 | -5.58 |  | 1070
42320010 | Alluvium | 1970-01-09 | -4.4 |  | 1070
42320010 | Alluvium | 1970-04-17 | -4.68 |  | 1070
42320010 | Alluvium | 1970-07-02 | -5.2 |  | 1070
42320010 | Alluvium | 1970-09-29 | -5.55 |  | 1070
42320010 | Alluvium | 1971-01-15 | -3.88 |  | 1070
42320010 | Alluvium | 1971-07-26 | -4.79 |  | 1070
42320010 | Alluvium | 1971-10-22 | -4.97 |  | 1070
42320010 | Alluvium | 1972-02-02 | -3.97 |  | 1070
42320010 | Alluvium | 1972-05-04 | -4.9 |  | 1070
42320010 | Alluvium | 1972-08-29 | -5.42 |  | 1070
42320010 | Alluvium | 1972-12-06 | -4.52 |  | 1070
42320010 | Alluvium | 1973-03-13 | -3.97 |  | 1070
42320010 | Alluvium | 1973-06-05 | -4.69 |  | 1070
42320010 | Alluvium | 1973-10-04 | -4.3 |  | 1070
42320010 | Alluvium | 1974-03-04 | -4.19 |  | 1070
42320010 | Alluvium | 1974-07-24 | -4.76 |  | 1070
42320010 | Alluvium | 1975-01-24 | -4.41 |  | 1070
42320010 | Alluvium | 1975-06-04 | -4.74 |  | 1070
42320010 | Alluvium | 1975-10-27 | -5.26 |  | 1070
42320010 | Alluvium | 1976-02-04 | -1.94 |  | 1070
42320010 | Alluvium | 1976-05-18 | -4.5 |  | 1070
42320010 | Alluvium | 1976-09-16 | -4.66 |  | 1070
42320010 | Alluvium | 1977-04-28 | -4.31 |  | 1070
42320010 | Alluvium | 1977-10-18 | -4.97 |  | 1070
42320010 | Alluvium | 1978-04-03 | -5.88 |  | 1070
42320010 | Alluvium | 1978-09-19 | -4.11 |  | 1070
42320010 | Alluvium | 1979-03-27 | -4.44 |  | 1070
42320010 | Alluvium | 1979-09-20 | -5.42 |  | 1070
42320010 | Alluvium | 1980-03-18 | -4.85 |  | 1070
42320010 | Alluvium | 1980-09-04 | -5.85 |  | 1070
42320010 | Alluvium | 1984-07-08 | -4.79 |  | 1070
42320010 | Alluvium | 1987-07-15 | -5.65 |  | 1070
42320010 | Alluvium | 2004-11-15 | -5.76 |  | 1070
42320014 | Alluvium | 1969-06-07 | -9.2 |  | 1070
42320014 | Alluvium | 1969-06-07 | -8.9 |  | 1070
42320014 | Alluvium | 1969-09-19 | -9.06 |  | 1070
42320014 | Alluvium | 1969-12-22 | -9.21 |  | 1070
42320014 | Alluvium | 1970-01-09 | -9.15 |  | 1070
42320014 | Alluvium | 1970-07-02 | -9.38 |  | 1070
42320014 | Alluvium | 1970-09-29 | -9.51 |  | 1070
42320014 | Alluvium | 1971-01-15 | -9.06 |  | 1070
42320014 | Alluvium | 1971-07-26 | -9.28 |  | 1070
42320014 | Alluvium | 1971-10-22 | -10.63 |  | 1070
42320014 | Alluvium | 1972-02-02 | -9.22 |  | 1070
42320014 | Alluvium | 1972-05-04 | -10.63 |  | 1070
42320014 | Alluvium | 1972-08-29 | -9.49 |  | 1070
42320014 | Alluvium | 1972-12-06 | -9.51 |  | 1070
42320014 | Alluvium | 1973-03-13 | -8.93 |  | 1070
42320014 | Alluvium | 1973-06-05 | -10.28 |  | 1070
42320014 | Alluvium | 1974-03-04 | -8.02 |  | 1070
42320014 | Alluvium | 1974-07-24 | -8.67 |  | 1070
42320014 | Alluvium | 1975-01-24 | -9.12 |  | 1070
42320014 | Alluvium | 1975-06-04 | -8.9 |  | 1070
42320014 | Alluvium | 1975-10-27 | -9.16 |  | 1070
42320014 | Alluvium | 1976-02-04 | -8.44 |  | 1070
42320014 | Alluvium | 1976-05-18 | -6.86 |  | 1070
42320014 | Alluvium | 1976-09-16 | -7.21 |  | 1070
42320014 | Alluvium | 1977-04-28 | -6.8 |  | 1070
42320014 | Alluvium | 1977-10-18 | -6.84 |  | 1070
42320014 | Alluvium | 1978-04-03 | -8.11 |  | 1070
42320014 | Alluvium | 1978-09-19 | -7.35 |  | 1070
42320014 | Alluvium | 1979-03-27 | -7.51 |  | 1070
42320014 | Alluvium | 1979-09-20 | -8.36 |  | 1070
42320014 | Alluvium | 1980-03-18 | -8.55 |  | 1070
42320014 | Alluvium | 1980-09-04 | -8.94 |  | 1070
42320014 | Alluvium | 1984-07-08 | -10.63 |  | 1070
42320015 | Alluvium | 1969-06-07 | -6.89 |  | 1070
42320015 | Alluvium | 1969-06-07 | -7.1 |  | 1070
42320015 | Alluvium | 1969-09-19 | -7.03 |  | 1070
42320015 | Alluvium | 1969-12-22 | -7.12 |  | 1070
42320015 | Alluvium | 1970-01-09 | -7.13 |  | 1070
42320015 | Alluvium | 1970-04-17 | -7.25 |  | 1070
42320015 | Alluvium | 1970-07-02 | -7.33 |  | 1070
42320015 | Alluvium | 1970-09-29 | -7.39 |  | 1070
42320015 | Alluvium | 1971-01-15 | -7.32 |  | 1070
42320015 | Alluvium | 1971-07-26 | -7.39 |  | 1070
42320015 | Alluvium | 1971-10-22 | -7.48 |  | 1070
42320015 | Alluvium | 1972-02-02 | -7.41 |  | 1070
42320015 | Alluvium | 1972-05-04 | -7.52 |  | 1070
42320015 | Alluvium | 1972-08-29 | -7.6 |  | 1070
42320015 | Alluvium | 1972-12-06 | -7.68 |  | 1070
42320015 | Alluvium | 1973-03-13 | -7.66 |  | 1070
42320015 | Alluvium | 1973-10-04 | -7.84 |  | 1070
42320015 | Alluvium | 1974-03-04 | -7.7 |  | 1070
42320015 | Alluvium | 1974-07-24 | -7.9 |  | 1070
42320015 | Alluvium | 1975-01-24 | -8.03 |  | 1070
42320015 | Alluvium | 1975-06-04 | -8.16 |  | 1070
42320015 | Alluvium | 1975-10-27 | -8.21 |  | 1070
42320015 | Alluvium | 1976-05-18 | -7.66 |  | 1070
42320015 | Alluvium | 1976-09-16 | -7.83 |  | 1070
42320015 | Alluvium | 1977-04-28 | -7.87 |  | 1070
42320015 | Alluvium | 1977-10-18 | -8 |  | 1070
42320015 | Alluvium | 1978-04-03 | -8.13 |  | 1070
42320015 | Alluvium | 1978-09-19 | -8.14 |  | 1070
42320015 | Alluvium | 1979-03-27 | -8.16 |  | 1070
42320015 | Alluvium | 1979-09-20 | -8.31 |  | 1070
42320015 | Alluvium | 1980-03-18 | -8.4 |  | 1070
42320015 | Alluvium | 1984-07-08 | -9.06 |  | 1070
42320015 | Alluvium | 1987-07-15 | -7.68 |  | 1070
42320015 | Alluvium | 2004-11-15 | -7.87 |  | 1070
42320022 | Glendower Formation | 1969-06-04 | -10 |  | 1070
42320022 | Glendower Formation | 1969-06-04 | -9.76 |  | 1070
42320022 | Glendower Formation | 1969-09-19 | -9.9 |  | 1070
42320022 | Glendower Formation | 1969-12-22 | -10.08 |  | 1070
42320022 | Glendower Formation | 1970-01-09 | -10.08 |  | 1070
42320022 | Glendower Formation | 1970-04-17 | -10.24 |  | 1070
42320022 | Glendower Formation | 1970-07-02 | -10.39 |  | 1070
42320022 | Glendower Formation | 1970-09-29 | -10.45 |  | 1070
42320022 | Glendower Formation | 1971-01-12 | -10.49 |  | 1070
42320022 | Glendower Formation | 1971-07-26 | -10.7 |  | 1070
42320022 | Glendower Formation | 1971-10-22 | -10.79 |  | 1070
42320022 | Glendower Formation | 1972-02-02 | -10.85 |  | 1070
42320022 | Glendower Formation | 1972-05-04 | -10.97 |  | 1070
42320022 | Glendower Formation | 1972-08-29 | -11.11 |  | 1070
42320022 | Glendower Formation | 1972-12-06 | -11.28 |  | 1070
42320022 | Glendower Formation | 1973-03-13 | -11.25 |  | 1070
42320022 | Glendower Formation | 1973-06-05 | -11.21 |  | 1070
42320022 | Glendower Formation | 1973-10-04 | -11.35 |  | 1070
42320022 | Glendower Formation | 1974-03-04 | -11.58 |  | 1070
42320022 | Glendower Formation | 1974-07-24 | -11.57 |  | 1070
42320022 | Glendower Formation | 1975-01-24 | -11.83 |  | 1070
42320022 | Glendower Formation | 1975-06-04 | -11.95 |  | 1070
42320022 | Glendower Formation | 1975-10-27 | -12.07 |  | 1070
42320022 | Glendower Formation | 1976-09-16 | -12.23 |  | 1070
42320022 | Glendower Formation | 1977-10-18 | -12.38 |  | 1070
42320022 | Glendower Formation | 1978-04-03 | -12.63 |  | 1070
42320022 | Glendower Formation | 1978-09-25 | -12.62 |  | 1070
42320022 | Glendower Formation | 1979-04-02 | -12.77 |  | 1070
42320022 | Glendower Formation | 1979-09-20 | -13 |  | 1070
42320022 | Glendower Formation | 1980-03-18 | -13.13 |  | 1070
42320022 | Glendower Formation | 1980-09-04 | -13.53 |  | 1070
42320022 | Glendower Formation | 1984-07-08 | -12.18 |  | 1070
42320022 | Glendower Formation | 1987-07-15 | -13.85 |  | 1070
42320022 | Glendower Formation | 2004-11-16 | -12.62 |  | 1070
42320025 | Glendower Formation | 1969-06-04 | -9.6 |  | 1070
42320025 | Glendower Formation | 1969-06-04 | -9.36 |  | 1070
42320025 | Glendower Formation | 1969-09-19 | -10.07 |  | 1070
42320025 | Glendower Formation | 1969-12-22 | -10.15 |  | 1070
42320025 | Glendower Formation | 1970-01-09 | -10.14 |  | 1070
42320025 | Glendower Formation | 1970-04-17 | -10.26 |  | 1070
42320025 | Glendower Formation | 1970-07-02 | -10.27 |  | 1070
42320025 | Glendower Formation | 1970-09-29 | -10.29 |  | 1070
42320025 | Glendower Formation | 1971-01-15 | -10.5 |  | 1070
42320025 | Glendower Formation | 1971-07-26 | -10.42 |  | 1070
42320025 | Glendower Formation | 1971-10-22 | -10.48 |  | 1070
42320025 | Glendower Formation | 1972-02-02 | -10.55 |  | 1070
42320025 | Glendower Formation | 1972-05-04 | -10.57 |  | 1070
42320025 | Glendower Formation | 1972-08-29 | -10.56 |  | 1070
42320025 | Glendower Formation | 1972-12-06 | -10.6 |  | 1070
42320025 | Glendower Formation | 1973-03-13 | -10.57 |  | 1070
42320025 | Glendower Formation | 1973-06-05 | -10.6 |  | 1070
42320025 | Glendower Formation | 1973-10-04 | -10.65 |  | 1070
42320025 | Glendower Formation | 1974-03-04 | -10.88 |  | 1070
42320025 | Glendower Formation | 1974-07-24 | -10.93 |  | 1070
42320025 | Glendower Formation | 1975-01-24 | -10.96 |  | 1070
42320025 | Glendower Formation | 1975-06-04 | -11 |  | 1070
42320025 | Glendower Formation | 1975-10-27 | -11.01 |  | 1070
42320025 | Glendower Formation | 1976-09-16 | -10.99 |  | 1070
42320025 | Glendower Formation | 1977-10-18 | -11.05 |  | 1070
42320025 | Glendower Formation | 1978-04-03 | -11.17 |  | 1070
42320025 | Glendower Formation | 1978-09-25 | -11.1 |  | 1070
42320025 | Glendower Formation | 1979-04-02 | -11.12 |  | 1070
42320025 | Glendower Formation | 1979-09-20 | -11.18 |  | 1070
42320025 | Glendower Formation | 1980-03-18 | -11.27 |  | 1070
42320025 | Glendower Formation | 1980-09-04 | -11.33 |  | 1070
42320025 | Glendower Formation | 1984-07-08 | -11.41 |  | 1070
42320028 | Alluvium | 1969-06-08 | -8.63 |  | 1070
42320028 | Alluvium | 1969-06-08 | -8.8 |  | 1070
42320028 | Alluvium | 1969-09-19 | -9.26 |  | 1070
42320028 | Alluvium | 1969-12-22 | -9.35 |  | 1070
42320028 | Alluvium | 1970-01-12 | -9.41 |  | 1070
42320028 | Alluvium | 1970-04-17 | -9.59 |  | 1070
42320028 | Alluvium | 1970-09-29 | -9.77 |  | 1070
42320028 | Alluvium | 1971-01-12 | -9.9 |  | 1070
42320028 | Alluvium | 1971-07-26 | -10.03 |  | 1070
42320028 | Alluvium | 1971-10-22 | -10.14 |  | 1070
42320028 | Alluvium | 1972-02-02 | -10.27 |  | 1070
42320028 | Alluvium | 1972-05-04 | -10.37 |  | 1070
42320028 | Alluvium | 1972-08-29 | -10.42 |  | 1070
42320028 | Alluvium | 1972-12-06 | -10.52 |  | 1070
42320028 | Alluvium | 1973-03-13 | -10.43 |  | 1070
42320028 | Alluvium | 1973-06-05 | -10.48 |  | 1070
42320028 | Alluvium | 1973-10-04 | -10.61 |  | 1070
42320028 | Alluvium | 1974-03-04 | -10.92 |  | 1070
42320028 | Alluvium | 1974-07-24 | -11.1 |  | 1070
42320028 | Alluvium | 1975-01-24 | -11.25 |  | 1070
42320028 | Alluvium | 1975-06-04 | -11.31 |  | 1070
42320028 | Alluvium | 1975-10-27 | -11.4 |  | 1070
42320028 | Alluvium | 1976-09-16 | -11.5 |  | 1070
42320028 | Alluvium | 1977-04-28 | -11.54 |  | 1070
42320028 | Alluvium | 1977-10-18 | -11.65 |  | 1070
42320028 | Alluvium | 1978-04-03 | -11.82 |  | 1070
42320028 | Alluvium | 1978-09-25 | -11.65 |  | 1070
42320028 | Alluvium | 1979-10-02 | -12.03 |  | 1070
42320028 | Alluvium | 1980-03-18 | -12.15 |  | 1070
42320028 | Alluvium | 1980-09-04 | -12.14 |  | 1070
42320028 | Alluvium | 1984-07-08 | -12.4 |  | 1070
42320028 | Alluvium | 2004-11-16 | -13.35 |  | 1070
42320032 | Glendower Formation | 1969-09-19 | -7.03 |  | 1070
42320032 | Glendower Formation | 1969-09-19 | -7.2 |  | 1070
42320032 | Glendower Formation | 1970-01-12 | -7.05 |  | 1070
42320032 | Glendower Formation | 1970-04-17 | -7.08 |  | 1070
42320032 | Glendower Formation | 1970-07-01 | -7.08 |  | 1070
42320032 | Glendower Formation | 1970-09-29 | -7.12 |  | 1070
42320032 | Glendower Formation | 1971-01-12 | -7.16 |  | 1070
42320032 | Glendower Formation | 1971-07-26 | -7.17 |  | 1070
42320032 | Glendower Formation | 1971-10-22 | -7.2 |  | 1070
42320032 | Glendower Formation | 1972-02-02 | -7.25 |  | 1070
42320032 | Glendower Formation | 1972-05-04 | -7.33 |  | 1070
42320032 | Glendower Formation | 1972-08-29 | -7.24 |  | 1070
42320032 | Glendower Formation | 1972-12-06 | -7.28 |  | 1070
42320032 | Glendower Formation | 1973-03-13 | -7.27 |  | 1070
42320032 | Glendower Formation | 1973-06-05 | -7.33 |  | 1070
42320032 | Glendower Formation | 1973-10-23 | -7.37 |  | 1070
42320032 | Glendower Formation | 1974-03-04 | -7.58 |  | 1070
42320032 | Glendower Formation | 1974-07-24 | -7.65 |  | 1070
42320032 | Glendower Formation | 1975-01-24 | -7.64 |  | 1070
42320032 | Glendower Formation | 1975-06-04 | -7.69 |  | 1070
42320032 | Glendower Formation | 1975-10-27 | -6.67 |  | 1070
42320032 | Glendower Formation | 1976-05-18 | -7.72 |  | 1070
42320032 | Glendower Formation | 1976-09-16 | -7.71 |  | 1070
42320032 | Glendower Formation | 1977-04-28 | -7.78 |  | 1070
42320032 | Glendower Formation | 1977-10-18 | -7.75 |  | 1070
42320032 | Glendower Formation | 1978-04-07 | -7.75 |  | 1070
42320032 | Glendower Formation | 1978-09-25 | -7.82 |  | 1070
42320032 | Glendower Formation | 1979-03-27 | -7.88 |  | 1070
42320032 | Glendower Formation | 1979-09-20 | -7.9 |  | 1070
42320032 | Glendower Formation | 1980-03-18 | -7.95 |  | 1070
42320032 | Glendower Formation | 1980-09-04 | -8.05 |  | 1070
42320032 | Glendower Formation | 1984-07-08 | -8.23 |  | 1070
42320032 | Glendower Formation | 1987-07-15 | -7.85 |  | 1070
42320036 | Alluvium | 1969-05-30 | -8.08 |  | 1070
42320036 | Alluvium | 1969-05-30 | -8.3 |  | 1070
42320036 | Alluvium | 1969-09-19 | -8.66 |  | 1070
42320036 | Alluvium | 1969-12-22 | -8.66 |  | 1070
42320036 | Alluvium | 1970-01-12 | -8.66 |  | 1070
42320036 | Alluvium | 1970-04-17 | -8.66 |  | 1070
42320036 | Alluvium | 1970-07-02 | -8.66 |  | 1070
42320036 | Alluvium | 1970-09-29 | -8.66 |  | 1070
42320036 | Alluvium | 1971-01-12 | -8.66 |  | 1070
42320036 | Alluvium | 1971-07-26 | -8.66 |  | 1070
42320036 | Alluvium | 1971-10-22 | -8.66 |  | 1070
42320036 | Alluvium | 1972-02-02 | -8.66 |  | 1070
42320036 | Alluvium | 1972-05-04 | -8.66 |  | 1070
42320036 | Alluvium | 1972-08-29 | -8.66 |  | 1070
42320036 | Alluvium | 1972-12-06 | -8.66 |  | 1070
42320036 | Alluvium | 1973-03-13 | -8.66 |  | 1070
42320036 | Alluvium | 1973-06-05 | -8.66 |  | 1070
42320036 | Alluvium | 1973-10-23 | -8.66 |  | 1070
42320036 | Alluvium | 1974-03-04 | -8.66 |  | 1070
42320036 | Alluvium | 1974-07-24 | -8.66 |  | 1070
42320036 | Alluvium | 1975-01-24 | -8.66 |  | 1070
42320036 | Alluvium | 1975-06-04 | -8.66 |  | 1070
42320036 | Alluvium | 1975-10-27 | -8.66 |  | 1070
42320036 | Alluvium | 1976-05-18 | -8.66 |  | 1070
42320036 | Alluvium | 1976-09-16 | -8.66 |  | 1070
42320036 | Alluvium | 1977-04-28 | -8.66 |  | 1070
42320036 | Alluvium | 1977-10-18 | -8.66 |  | 1070
42320036 | Alluvium | 1978-04-07 | -8.66 |  | 1070
42320036 | Alluvium | 1978-09-25 | -8.66 |  | 1070
42320036 | Alluvium | 1979-03-27 | -8.66 |  | 1070
42320036 | Alluvium | 1979-09-20 | -8.66 |  | 1070
42320036 | Alluvium | 1980-03-18 | -8.66 |  | 1070
42320036 | Alluvium | 1984-07-08 | -8.66 |  | 1070
42320036 | Alluvium | 1987-07-15 | -9.67 |  | 1070
42320036 | Alluvium | 2004-11-16 | -9.53 |  | 1070
42320038 | Glendower Formation | 1969-06-03 | -10.2 |  | 1070
42320038 | Glendower Formation | 1969-06-03 | -9.93 |  | 1070
42320038 | Glendower Formation | 1969-10-15 | -12.36 |  | 1070
42320038 | Glendower Formation | 1969-12-22 | -12.36 |  | 1070
42320038 | Glendower Formation | 1970-01-12 | -12.36 |  | 1070
42320038 | Glendower Formation | 1970-04-17 | -12.36 |  | 1070
42320038 | Glendower Formation | 1970-07-02 | -12.36 |  | 1070
42320038 | Glendower Formation | 1970-09-29 | -12.36 |  | 1070
42320038 | Glendower Formation | 1971-01-12 | -12.36 |  | 1070
42320038 | Glendower Formation | 1971-07-26 | -12.36 |  | 1070
42320038 | Glendower Formation | 1971-10-22 | -12.36 |  | 1070
42320038 | Glendower Formation | 1972-02-02 | -12.36 |  | 1070
42320038 | Glendower Formation | 1972-05-04 | -12.36 |  | 1070
42320038 | Glendower Formation | 1972-08-29 | -12.36 |  | 1070
42320038 | Glendower Formation | 1973-03-13 | -12.36 |  | 1070
42320038 | Glendower Formation | 1973-06-05 | -12.36 |  | 1070
42320038 | Glendower Formation | 1973-10-23 | -12.36 |  | 1070
42320038 | Glendower Formation | 1974-03-04 | -12.36 |  | 1070
42320038 | Glendower Formation | 1974-07-24 | -12.36 |  | 1070
42320038 | Glendower Formation | 1975-01-24 | -12.36 |  | 1070
42320038 | Glendower Formation | 1975-06-04 | -12.36 |  | 1070
42320038 | Glendower Formation | 1975-10-27 | -12.36 |  | 1070
42320038 | Glendower Formation | 1976-05-18 | -12.36 |  | 1070
42320038 | Glendower Formation | 1976-09-16 | -12.36 |  | 1070
42320038 | Glendower Formation | 1977-04-28 | -12.36 |  | 1070
42320038 | Glendower Formation | 1977-10-18 | -12.36 |  | 1070
42320038 | Glendower Formation | 1978-04-07 | -12.36 |  | 1070
42320038 | Glendower Formation | 1978-09-25 | -12.36 |  | 1070
42320038 | Glendower Formation | 1979-03-27 | -12.36 |  | 1070
42320038 | Glendower Formation | 1979-09-20 | -12.36 |  | 1070
42320038 | Glendower Formation | 1980-03-18 | -12.36 |  | 1070
42320038 | Glendower Formation | 1984-07-08 | -12.36 |  | 1070
42320038 | Glendower Formation | 1987-07-19 | -12.93 |  | 1070
42320038 | Glendower Formation | 2004-11-16 | -12.94 |  | 1070
42320042 | Glendower Formation | 1969-05-22 | -10.15 |  | 1070
42320042 | Glendower Formation | 1969-05-22 | -10.4 |  | 1070
42320042 | Glendower Formation | 1969-09-19 | -9.93 |  | 1070
42320042 | Glendower Formation | 1969-12-17 | -9.98 |  | 1070
42320042 | Glendower Formation | 1970-01-13 | -10.01 |  | 1070
42320042 | Glendower Formation | 1970-04-17 | -10.23 |  | 1070
42320042 | Glendower Formation | 1970-07-01 | -10.24 |  | 1070
42320042 | Glendower Formation | 1970-09-30 | -10.34 |  | 1070
42320042 | Glendower Formation | 1971-01-15 | -10.45 |  | 1070
42320042 | Glendower Formation | 1971-07-27 | -10.6 |  | 1070
42320042 | Glendower Formation | 1971-10-22 | -10.67 |  | 1070
42320042 | Glendower Formation | 1972-01-27 | -10.66 |  | 1070
42320042 | Glendower Formation | 1972-05-04 | -10.7 |  | 1070
42320042 | Glendower Formation | 1972-08-29 | -10.69 |  | 1070
42320042 | Glendower Formation | 1972-12-06 | -10.83 |  | 1070
42320042 | Glendower Formation | 1973-03-13 | -10.93 |  | 1070
42320042 | Glendower Formation | 1973-06-05 | -10.39 |  | 1070
42320042 | Glendower Formation | 1973-10-23 | -10.93 |  | 1070
42320042 | Glendower Formation | 1974-03-04 | -11.16 |  | 1070
42320042 | Glendower Formation | 1974-07-24 | -11.2 |  | 1070
42320042 | Glendower Formation | 1975-01-24 | -11.6 |  | 1070
42320042 | Glendower Formation | 1975-06-04 | -11.78 |  | 1070
42320042 | Glendower Formation | 1975-10-27 | -11.74 |  | 1070
42320042 | Glendower Formation | 1976-05-18 | -11.8 |  | 1070
42320042 | Glendower Formation | 1976-09-17 | -11.72 |  | 1070
42320042 | Glendower Formation | 1977-04-28 | -11.92 |  | 1070
42320042 | Glendower Formation | 1977-10-18 | -11.75 |  | 1070
42320042 | Glendower Formation | 1978-04-07 | -12 |  | 1070
42320042 | Glendower Formation | 1978-09-25 | -11.98 |  | 1070
42320042 | Glendower Formation | 1979-04-02 | -12.02 |  | 1070
42320042 | Glendower Formation | 1979-09-20 | -12.31 |  | 1070
42320042 | Glendower Formation | 1980-03-18 | -12.77 |  | 1070
42320042 | Glendower Formation | 1980-09-04 | -13.04 |  | 1070
42320042 | Glendower Formation | 1981-03-05 | -13.46 |  | 1070
42320042 | Glendower Formation | 1984-07-08 | -13.36 |  | 1070
42320042 | Glendower Formation | 2004-11-16 | -17 |  | 1070
42320043 | Glendower Formation | 1969-05-23 | -8.6 |  | 1070
42320043 | Glendower Formation | 1969-05-23 | -8.44 |  | 1070
42320043 | Glendower Formation | 1969-09-19 | -8.45 |  | 1070
42320043 | Glendower Formation | 1969-12-22 | -8.49 |  | 1070
42320043 | Glendower Formation | 1970-01-12 | -8.53 |  | 1070
42320043 | Glendower Formation | 1970-04-17 | -8.67 |  | 1070
42320043 | Glendower Formation | 1970-07-01 | -8.68 |  | 1070
42320043 | Glendower Formation | 1970-09-29 | -8.77 |  | 1070
42320043 | Glendower Formation | 1971-01-12 | -8.79 |  | 1070
42320043 | Glendower Formation | 1971-07-26 | -8.89 |  | 1070
42320043 | Glendower Formation | 1971-10-22 | -8.99 |  | 1070
42320043 | Glendower Formation | 1972-01-27 | -8.31 |  | 1070
42320043 | Glendower Formation | 1972-05-04 | -8.19 |  | 1070
42320043 | Glendower Formation | 1972-08-29 | -8.22 |  | 1070
42320043 | Glendower Formation | 1972-12-06 | -8.52 |  | 1070
42320043 | Glendower Formation | 1973-03-13 | -8.5 |  | 1070
42320043 | Glendower Formation | 1973-06-05 | -8.4 |  | 1070
42320043 | Glendower Formation | 1973-10-23 | -8.55 |  | 1070
42320043 | Glendower Formation | 1974-03-04 | -8.52 |  | 1070
42320043 | Glendower Formation | 1975-01-24 | -17.69 |  | 1070
42320043 | Glendower Formation | 1975-06-04 | -11.19 |  | 1070
42320043 | Glendower Formation | 1975-10-27 | -9.71 |  | 1070
42320043 | Glendower Formation | 1976-02-04 | -9.48 |  | 1070
42320043 | Glendower Formation | 1976-05-18 | -14.35 |  | 1070
42320043 | Glendower Formation | 1976-09-16 | -10.57 |  | 1070
42320043 | Glendower Formation | 1977-04-28 | -11.63 |  | 1070
42320043 | Glendower Formation | 1977-10-18 | -10.9 |  | 1070
42320043 | Glendower Formation | 1978-04-07 | -9.64 |  | 1070
42320043 | Glendower Formation | 1978-09-25 | -11.72 |  | 1070
42320043 | Glendower Formation | 1979-04-02 | -12.32 |  | 1070
42320043 | Glendower Formation | 1979-09-20 | -13.03 |  | 1070
42320043 | Glendower Formation | 1980-03-18 | -17.07 |  | 1070
42320043 | Glendower Formation | 1980-09-04 | -18.5 |  | 1070
42320043 | Glendower Formation | 1981-03-05 | -22.81 |  | 1070
42320043 | Glendower Formation | 1984-07-08 | -10.55 |  | 1070
42320043 | Glendower Formation | 1987-07-15 | -15.8 |  | 1070
42320043 | Glendower Formation | 2004-11-16 | -17.24 |  | 1070
42320044 | Alluvium | 1969-05-23 | -8.44 |  | 1070
42320044 | Alluvium | 1969-05-24 | -8.6 |  | 1070
42320044 | Alluvium | 1969-09-19 | -8.51 |  | 1070
42320044 | Alluvium | 1969-12-22 | -8.56 |  | 1070
42320044 | Alluvium | 1970-01-12 | -8.59 |  | 1070
42320044 | Alluvium | 1970-04-17 | -8.67 |  | 1070
42320044 | Alluvium | 1970-07-01 | -8.68 |  | 1070
42320044 | Alluvium | 1970-09-29 | -8.75 |  | 1070
42320044 | Alluvium | 1971-01-12 | -8.83 |  | 1070
42320044 | Alluvium | 1971-07-26 | -8.92 |  | 1070
42320044 | Alluvium | 1971-10-22 | -8.98 |  | 1070
42320044 | Alluvium | 1972-01-27 | -7.92 |  | 1070
42320044 | Alluvium | 1972-05-04 | -7.97 |  | 1070
42320044 | Alluvium | 1972-08-29 | -8.39 |  | 1070
42320044 | Alluvium | 1972-12-06 | -8.43 |  | 1070
42320044 | Alluvium | 1973-03-13 | -8.26 |  | 1070
42320044 | Alluvium | 1973-06-05 | -8.26 |  | 1070
42320044 | Alluvium | 1973-10-23 | -8.43 |  | 1070
42320044 | Alluvium | 1974-03-04 | -8.31 |  | 1070
42320044 | Alluvium | 1974-07-24 | -8.82 |  | 1070
42320044 | Alluvium | 1975-01-24 | -9.97 |  | 1070
42320044 | Alluvium | 1975-06-04 | -9.79 |  | 1070
42320044 | Alluvium | 1975-10-27 | -9.56 |  | 1070
42320044 | Alluvium | 1976-02-04 | -9.58 |  | 1070
42320044 | Alluvium | 1976-05-18 | -9.93 |  | 1070
42320044 | Alluvium | 1976-09-16 | -9.54 |  | 1070
42320044 | Alluvium | 1977-04-28 | -8.88 |  | 1070
42320044 | Alluvium | 1977-10-18 | -8.96 |  | 1070
42320044 | Alluvium | 1978-04-07 | -9.22 |  | 1070
42320044 | Alluvium | 1978-09-25 | -9.11 |  | 1070
42320044 | Alluvium | 1979-04-02 | -9.36 |  | 1070
42320044 | Alluvium | 1979-09-20 | -9.66 |  | 1070
42320044 | Alluvium | 1980-03-18 | -11.76 |  | 1070
42320044 | Alluvium | 1980-09-04 | -11.92 |  | 1070
42320044 | Alluvium | 1981-03-05 | -13.6 |  | 1070
42320044 | Alluvium | 1984-07-08 | -8.72 |  | 1070
42320044 | Alluvium | 2004-11-16 | -0.66 |  | 1070
42320051 | Unknown | 1971-06-10 | -12.7 |  | 1070
42320051 | Unknown | 1971-10-27 | -14.42 |  | 1070
42320051 | Unknown | 1972-12-04 | -14.42 |  | 1070
42320051 | Unknown | 1974-03-05 | -5.36 |  | 1070
42320051 | Unknown | 1974-07-25 | -7.05 |  | 1070
42320051 | Unknown | 1975-01-23 | -14.42 |  | 1070
42320051 | Unknown | 1975-06-04 | -14.42 |  | 1070
42320051 | Unknown | 1975-10-28 | -14.42 |  | 1070
42320051 | Unknown | 1976-02-04 | -14.42 |  | 1070
42320051 | Unknown | 1976-05-18 | -6.14 |  | 1070
42320051 | Unknown | 1976-09-17 | -14.42 |  | 1070
42320051 | Unknown | 1977-04-28 | -14.42 |  | 1070
42320051 | Unknown | 1977-10-19 | -14.42 |  | 1070
42320051 | Unknown | 1978-04-07 | -14.42 |  | 1070
42320051 | Unknown | 1978-09-25 | -14.42 |  | 1070
42320051 | Unknown | 1979-04-04 | -7.7 |  | 1070
42320051 | Unknown | 1979-10-01 | -14.42 |  | 1070
42320051 | Unknown | 1980-03-18 | -14.42 |  | 1070
42320051 | Unknown | 1980-09-03 | -14.42 |  | 1070
42320051 | Unknown | 1981-03-05 | -14.42 |  | 1070
42320051 | Unknown | 1984-07-08 | -7.56 |  | 1070
42320051 | Unknown | 2004-11-24 | -8.3 |  | 1070
42320053 | Glendower Formation | 1971-06-16 | -35.2 |  | 1070
42320053 | Glendower Formation | 1971-10-27 | -34.91 |  | 1070
42320053 | Glendower Formation | 1974-03-05 | -34.91 |  | 1070
42320053 | Glendower Formation | 1974-07-25 | -35.03 |  | 1070
42320053 | Glendower Formation | 1975-01-23 | -34.97 |  | 1070
42320053 | Glendower Formation | 1975-06-04 | -35.07 |  | 1070
42320053 | Glendower Formation | 1975-10-28 | -34.97 |  | 1070
42320053 | Glendower Formation | 1976-02-04 | -34.92 |  | 1070
42320053 | Glendower Formation | 1976-05-18 | -34.95 |  | 1070
42320053 | Glendower Formation | 1976-09-17 | -34.86 |  | 1070
42320053 | Glendower Formation | 1977-04-28 | -34.94 |  | 1070
42320053 | Glendower Formation | 1977-10-18 | -34.91 |  | 1070
42320053 | Glendower Formation | 1978-04-07 | -34.86 |  | 1070
42320053 | Glendower Formation | 1978-09-25 | -34.86 |  | 1070
42320053 | Glendower Formation | 1979-04-02 | -34.8 |  | 1070
42320053 | Glendower Formation | 1979-09-20 | -34.89 |  | 1070
42320053 | Glendower Formation | 1980-03-18 | -34.91 |  | 1070
42320053 | Glendower Formation | 1980-09-04 | -34.93 |  | 1070
42320053 | Glendower Formation | 1981-03-05 | -34.84 |  | 1070
42320053 | Glendower Formation | 1984-07-09 | -34.8 |  | 1070
42320053 | Glendower Formation | 2004-11-24 | -34.01 |  | 1070
42320054 | Glendower Formation | 1971-06-18 | -37.1 |  | 1070
42320054 | Glendower Formation | 1971-10-27 | -36.78 |  | 1070
42320054 | Glendower Formation | 1974-03-05 | -37.38 |  | 1070
42320054 | Glendower Formation | 1975-01-23 | -36.85 |  | 1070
42320054 | Glendower Formation | 1975-06-04 | -36.93 |  | 1070
42320054 | Glendower Formation | 1975-10-28 | -36.83 |  | 1070
42320054 | Glendower Formation | 1976-02-04 | -36.82 |  | 1070
42320054 | Glendower Formation | 1976-05-18 | -36.86 |  | 1070
42320054 | Glendower Formation | 1976-09-17 | -36.73 |  | 1070
42320054 | Glendower Formation | 1977-04-28 | -36.83 |  | 1070
42320054 | Glendower Formation | 1977-10-18 | -36.78 |  | 1070
42320054 | Glendower Formation | 1978-04-07 | -36.75 |  | 1070
42320054 | Glendower Formation | 1978-09-25 | -36.92 |  | 1070
42320054 | Glendower Formation | 1979-04-02 | -36.73 |  | 1070
42320054 | Glendower Formation | 1979-09-20 | -36.86 |  | 1070
42320054 | Glendower Formation | 1980-03-18 | -37.16 |  | 1070
42320054 | Glendower Formation | 1980-09-04 | -37.03 |  | 1070
42320054 | Glendower Formation | 1981-03-05 | -36.98 |  | 1070
42320054 | Glendower Formation | 1984-07-09 | -37.22 |  | 1070
42320054 | Glendower Formation | 1987-07-15 | -36.6 |  | 1070
42320054 | Glendower Formation | 2004-11-24 | -35.98 |  | 1070
42320056 | Winton Formation | 1971-06-22 | -45.4 |  | 1070
42320056 | Winton Formation | 1976-02-04 | -44.76 |  | 1070
42320056 | Winton Formation | 1976-09-17 | -44.69 |  | 1070
42320056 | Winton Formation | 1977-04-28 | -44.83 |  | 1070
42320056 | Winton Formation | 1977-10-18 | -44.75 |  | 1070
42320056 | Winton Formation | 1978-04-07 | -44.7 |  | 1070
42320056 | Winton Formation | 1978-09-25 | -44.75 |  | 1070
42320056 | Winton Formation | 1979-04-02 | -44.62 |  | 1070
42320056 | Winton Formation | 1979-09-20 | -44.69 |  | 1070
42320056 | Winton Formation | 1980-03-18 | -44.71 |  | 1070
42320056 | Winton Formation | 1980-09-04 | -44.73 |  | 1070
42320056 | Winton Formation | 1981-03-05 | -44.6 |  | 1070
42320056 | Winton Formation | 1984-07-09 | -44.8 |  | 1070
42320056 | Winton Formation | 2004-11-24 | -43.75 |  | 1070
42320061 | Glendower Formation | 1971-08-11 | -39.2 |  | 1070
42320061 | Glendower Formation | 1971-10-27 | -19.49 |  | 1070
42320061 | Glendower Formation | 1972-01-26 | -39.08 |  | 1070
42320061 | Glendower Formation | 1972-05-05 | -39.32 |  | 1070
42320061 | Glendower Formation | 1972-08-31 | -39.2 |  | 1070
42320061 | Glendower Formation | 1972-12-04 | -39.09 |  | 1070
42320061 | Glendower Formation | 1973-02-27 | -39.02 |  | 1070
42320061 | Glendower Formation | 1973-06-05 | -39.14 |  | 1070
42320061 | Glendower Formation | 1973-10-04 | -39.08 |  | 1070
42320061 | Glendower Formation | 1974-03-06 | -39.06 |  | 1070
42320061 | Glendower Formation | 1974-07-25 | -39.25 |  | 1070
42320061 | Glendower Formation | 1975-01-22 | -39.17 |  | 1070
42320061 | Glendower Formation | 1975-06-05 | -39.38 |  | 1070
42320061 | Glendower Formation | 1975-10-28 | -39.16 |  | 1070
42320061 | Glendower Formation | 1976-05-17 | -39.22 |  | 1070
42320061 | Glendower Formation | 1976-09-17 | -39.02 |  | 1070
42320061 | Glendower Formation | 1977-05-04 | -39.12 |  | 1070
42320061 | Glendower Formation | 1977-10-18 | -39.08 |  | 1070
42320061 | Glendower Formation | 1978-04-10 | -39 |  | 1070
42320061 | Glendower Formation | 1978-09-19 | -39 |  | 1070
42320061 | Glendower Formation | 1979-04-04 | -38.92 |  | 1070
42320061 | Glendower Formation | 1979-10-01 | -38.93 |  | 1070
42320061 | Glendower Formation | 1980-03-06 | -39.09 |  | 1070
42320061 | Glendower Formation | 1980-09-03 | -39.04 |  | 1070
42320061 | Glendower Formation | 1981-03-05 | -38.97 |  | 1070
42320061 | Glendower Formation | 1984-07-08 | -38.89 |  | 1070
42320061 | Glendower Formation | 2007-08-01 | -39.45 |  | 1070
42320062 | Glendower Formation | 1969-05-05 | -34.3 |  | 1070
42320062 | Glendower Formation | 1969-05-06 | -34.78 |  | 1070
42320062 | Glendower Formation | 1969-09-18 | -34.73 |  | 1070
42320062 | Glendower Formation | 1969-12-16 | -34.75 |  | 1070
42320062 | Glendower Formation | 1970-01-12 | -34.86 |  | 1070
42320062 | Glendower Formation | 1970-04-16 | -34.82 |  | 1070
42320062 | Glendower Formation | 1970-07-23 | -34.78 |  | 1070
42320062 | Glendower Formation | 1970-09-29 | -34.7 |  | 1070
42320062 | Glendower Formation | 1971-01-28 | -34.71 |  | 1070
42320062 | Glendower Formation | 1971-07-27 | -34.83 |  | 1070
42320062 | Glendower Formation | 1971-10-27 | -34.99 |  | 1070
42320062 | Glendower Formation | 1972-01-26 | -34.74 |  | 1070
42320062 | Glendower Formation | 1972-05-03 | -34.91 |  | 1070
42320062 | Glendower Formation | 1972-08-31 | -34.84 |  | 1070
42320062 | Glendower Formation | 1972-12-04 | -34.71 |  | 1070
42320062 | Glendower Formation | 1973-02-27 | -34.75 |  | 1070
42320062 | Glendower Formation | 1973-06-08 | -34.74 |  | 1070
42320062 | Glendower Formation | 1973-10-04 | -34.72 |  | 1070
42320062 | Glendower Formation | 1974-03-06 | -34.71 |  | 1070
42320062 | Glendower Formation | 1974-07-25 | -34.92 |  | 1070
42320062 | Glendower Formation | 1975-01-22 | -34.83 |  | 1070
42320062 | Glendower Formation | 1975-06-05 | -34.97 |  | 1070
42320062 | Glendower Formation | 1975-10-28 | -34.81 |  | 1070
42320062 | Glendower Formation | 1976-02-03 | -34.74 |  | 1070
42320062 | Glendower Formation | 1976-05-17 | -34.76 |  | 1070
42320062 | Glendower Formation | 1976-09-17 | -34.64 |  | 1070
42320062 | Glendower Formation | 1977-05-04 | -34.85 |  | 1070
42320062 | Glendower Formation | 1977-10-19 | -34.72 |  | 1070
42320062 | Glendower Formation | 1978-04-10 | -34.66 |  | 1070
42320062 | Glendower Formation | 1978-09-19 | -34.62 |  | 1070
42320062 | Glendower Formation | 1979-04-04 | -34.56 |  | 1070
42320062 | Glendower Formation | 1979-10-01 | -34.63 |  | 1070
42320062 | Glendower Formation | 1980-03-06 | -34.75 |  | 1070
42320062 | Glendower Formation | 1980-09-03 | -34.72 |  | 1070
42320062 | Glendower Formation | 1981-03-05 | -34.62 |  | 1070
42320062 | Glendower Formation | 1984-07-08 | -34.55 |  | 1070
42320062 | Glendower Formation | 1987-07-16 | -34.54 |  | 1070
42320062 | Glendower Formation | 2004-11-22 | -35.23 |  | 1070
42320062 | Glendower Formation | 2007-08-01 | -35.12 |  | 1070
42320063 | Glendower Formation | 1969-05-06 | -34.3 |  | 1070
42320063 | Glendower Formation | 1969-05-07 | -34.83 |  | 1070
42320063 | Glendower Formation | 1969-09-18 | -34.79 |  | 1070
42320063 | Glendower Formation | 1969-12-16 | -34.78 |  | 1070
42320063 | Glendower Formation | 1970-01-12 | -34.8 |  | 1070
42320063 | Glendower Formation | 1970-04-16 | -34.79 |  | 1070
42320063 | Glendower Formation | 1970-07-24 | -34.85 |  | 1070
42320063 | Glendower Formation | 1970-09-29 | -34.78 |  | 1070
42320063 | Glendower Formation | 1971-01-28 | -34.68 |  | 1070
42320063 | Glendower Formation | 1971-07-27 | -34.73 |  | 1070
42320063 | Glendower Formation | 1971-10-27 | -34.99 |  | 1070
42320063 | Glendower Formation | 1972-01-26 | -34.69 |  | 1070
42320063 | Glendower Formation | 1972-05-03 | -34.86 |  | 1070
42320063 | Glendower Formation | 1972-08-31 | -34.8 |  | 1070
42320063 | Glendower Formation | 1972-12-04 | -34.71 |  | 1070
42320063 | Glendower Formation | 1973-02-27 | -34.69 |  | 1070
42320063 | Glendower Formation | 1973-06-08 | -34.69 |  | 1070
42320063 | Glendower Formation | 1973-10-04 | -34.68 |  | 1070
42320063 | Glendower Formation | 1974-03-06 | -34.67 |  | 1070
42320063 | Glendower Formation | 1974-07-25 | -34.89 |  | 1070
42320063 | Glendower Formation | 1975-01-22 | -34.8 |  | 1070
42320063 | Glendower Formation | 1975-06-05 | -34.92 |  | 1070
42320063 | Glendower Formation | 1975-10-28 | -34.79 |  | 1070
42320063 | Glendower Formation | 1976-02-03 | -34.72 |  | 1070
42320063 | Glendower Formation | 1976-05-17 | -34.73 |  | 1070
42320063 | Glendower Formation | 1976-09-17 | -34.61 |  | 1070
42320063 | Glendower Formation | 1977-05-04 | -34.84 |  | 1070
42320063 | Glendower Formation | 1977-10-19 | -34.71 |  | 1070
42320063 | Glendower Formation | 1978-04-10 | -34.67 |  | 1070
42320063 | Glendower Formation | 1978-09-19 | -34.59 |  | 1070
42320063 | Glendower Formation | 1979-04-04 | -34.53 |  | 1070
42320063 | Glendower Formation | 1979-10-01 | -34.57 |  | 1070
42320063 | Glendower Formation | 1980-03-06 | -34.74 |  | 1070
42320063 | Glendower Formation | 1980-09-03 | -34.67 |  | 1070
42320063 | Glendower Formation | 1981-03-05 | -34.6 |  | 1070
42320063 | Glendower Formation | 1984-07-08 | -34.5 |  | 1070
42320063 | Glendower Formation | 1987-07-16 | -34.54 |  | 1070
42320063 | Glendower Formation | 2004-11-22 | -35.17 |  | 1070
42320063 | Glendower Formation | 2007-08-01 | -35.07 |  | 1070
42320064 | Glendower Formation | 1969-01-01 | -34.2 |  | 1070
42320064 | Glendower Formation | 1969-05-19 | -34.84 |  | 1070
42320064 | Glendower Formation | 1969-09-18 | -34.8 |  | 1070
42320064 | Glendower Formation | 1969-12-16 | -34.83 |  | 1070
42320064 | Glendower Formation | 1970-01-12 | -34.83 |  | 1070
42320064 | Glendower Formation | 1970-04-16 | -34.83 |  | 1070
42320064 | Glendower Formation | 1970-07-24 | -34.88 |  | 1070
42320064 | Glendower Formation | 1970-09-29 | -34.86 |  | 1070
42320064 | Glendower Formation | 1971-01-28 | -34.7 |  | 1070
42320064 | Glendower Formation | 1971-07-27 | -34.77 |  | 1070
42320064 | Glendower Formation | 1971-10-27 | -34.85 |  | 1070
42320064 | Glendower Formation | 1972-01-26 | -34.7 |  | 1070
42320064 | Glendower Formation | 1972-05-03 | -34.89 |  | 1070
42320064 | Glendower Formation | 1972-08-31 | -34.83 |  | 1070
42320064 | Glendower Formation | 1972-12-04 | -34.72 |  | 1070
42320064 | Glendower Formation | 1973-02-27 | -34.74 |  | 1070
42320064 | Glendower Formation | 1973-06-08 | -34.73 |  | 1070
42320064 | Glendower Formation | 1973-10-04 | -34.71 |  | 1070
42320064 | Glendower Formation | 1974-03-06 | -34.7 |  | 1070
42320064 | Glendower Formation | 1974-07-25 | -34.91 |  | 1070
42320064 | Glendower Formation | 1975-01-22 | -34.82 |  | 1070
42320064 | Glendower Formation | 1975-06-05 | -34.95 |  | 1070
42320064 | Glendower Formation | 1975-10-28 | -34.82 |  | 1070
42320064 | Glendower Formation | 1976-02-03 | -34.75 |  | 1070
42320064 | Glendower Formation | 1976-05-17 | -34.77 |  | 1070
42320064 | Glendower Formation | 1976-09-17 | -34.66 |  | 1070
42320064 | Glendower Formation | 1977-05-04 | -34.87 |  | 1070
42320064 | Glendower Formation | 1977-10-19 | -34.74 |  | 1070
42320064 | Glendower Formation | 1978-04-10 | -34.68 |  | 1070
42320064 | Glendower Formation | 1978-09-19 | -34.63 |  | 1070
42320064 | Glendower Formation | 1979-04-04 | -34.56 |  | 1070
42320064 | Glendower Formation | 1979-10-01 | -34.61 |  | 1070
42320064 | Glendower Formation | 1980-03-06 | -34.77 |  | 1070
42320064 | Glendower Formation | 1980-09-03 | -34.73 |  | 1070
42320064 | Glendower Formation | 1981-03-05 | -34.64 |  | 1070
42320064 | Glendower Formation | 1984-07-08 | -34.55 |  | 1070
42320064 | Glendower Formation | 1987-07-16 | -34.45 |  | 1070
42320064 | Glendower Formation | 2004-11-16 | -35.21 |  | 1070
42320064 | Glendower Formation | 2007-08-01 | -35.12 |  | 1070
42320065 | Glendower Formation | 1972-08-31 | -6.27 |  | 1070
42320065 | Glendower Formation | 1972-12-04 | -6.27 |  | 1070
42320065 | Glendower Formation | 1973-02-27 | -6.27 |  | 1070
42320065 | Glendower Formation | 1973-06-08 | -6.27 |  | 1070
42320065 | Glendower Formation | 1973-10-04 | -6.27 |  | 1070
42320065 | Glendower Formation | 1974-03-06 | -6.27 |  | 1070
42320065 | Glendower Formation | 1974-07-25 | -6.27 |  | 1070
42320065 | Glendower Formation | 1975-01-22 | -6.27 |  | 1070
42320065 | Glendower Formation | 1975-06-05 | -6.27 |  | 1070
42320065 | Glendower Formation | 1975-10-28 | -6.27 |  | 1070
42320065 | Glendower Formation | 1976-02-03 | -6.27 |  | 1070
42320065 | Glendower Formation | 1976-05-17 | -6.27 |  | 1070
42320065 | Glendower Formation | 1976-09-17 | -6.27 |  | 1070
42320065 | Glendower Formation | 1977-05-04 | -6.27 |  | 1070
42320065 | Glendower Formation | 1977-10-19 | -6.27 |  | 1070
42320065 | Glendower Formation | 1978-04-10 | -6.27 |  | 1070
42320065 | Glendower Formation | 1978-09-19 | -6.27 |  | 1070
42320065 | Glendower Formation | 1979-04-04 | -6.27 |  | 1070
42320065 | Glendower Formation | 1979-10-01 | -6.27 |  | 1070
42320065 | Glendower Formation | 1980-03-06 | -6.27 |  | 1070
42320065 | Glendower Formation | 1980-09-03 | -6.27 |  | 1070
42320065 | Glendower Formation | 1981-03-05 | -6.27 |  | 1070
42320065 | Glendower Formation | 1984-07-08 | -6.27 |  | 1070
42320065 | Glendower Formation | 1987-07-16 | -5.3 |  | 1070
42320065 | Glendower Formation | 2004-11-16 | -5.06 |  | 1070
42320065 | Glendower Formation | 2007-08-01 | -5.03 |  | 1070
42320066 | Glendower Formation | 1970-02-19 | -34.9 |  | 1070
42320067 | Glendower Formation | 1969-01-28 | -39.2 |  | 1070
42320067 | Glendower Formation | 1969-05-08 | -39.58 |  | 1070
42320067 | Glendower Formation | 1969-05-08 | -39.61 |  | 1070
42320067 | Glendower Formation | 1969-05-08 | -11.34 |  | 1070
42320067 | Glendower Formation | 1969-09-18 | -39.5 |  | 1070
42320067 | Glendower Formation | 1969-09-18 | -39.47 |  | 1070
42320067 | Glendower Formation | 1969-09-18 | -11.36 |  | 1070
42320067 | Glendower Formation | 1969-12-16 | -39.54 |  | 1070
42320067 | Glendower Formation | 1969-12-16 | -39.55 |  | 1070
42320067 | Glendower Formation | 1969-12-16 | -11.36 |  | 1070
42320067 | Glendower Formation | 1970-01-12 | -39.55 |  | 1070
42320067 | Glendower Formation | 1970-01-12 | -39.58 |  | 1070
42320067 | Glendower Formation | 1970-01-12 | -11.41 |  | 1070
42320067 | Glendower Formation | 1970-04-16 | -39.55 |  | 1070
42320067 | Glendower Formation | 1970-04-16 | -39.52 |  | 1070
42320067 | Glendower Formation | 1970-04-16 | -11.56 |  | 1070
42320067 | Glendower Formation | 1970-07-23 | -11.56 |  | 1070
42320067 | Glendower Formation | 1970-07-23 | -39.65 |  | 1070
42320067 | Glendower Formation | 1970-07-23 | -39.48 |  | 1070
42320067 | Glendower Formation | 1970-09-29 | -11.56 |  | 1070
42320067 | Glendower Formation | 1970-09-29 | -39.53 |  | 1070
42320067 | Glendower Formation | 1970-09-29 | -39.59 |  | 1070
42320067 | Glendower Formation | 1971-01-28 | -11.56 |  | 1070
42320067 | Glendower Formation | 1971-01-28 | -39.43 |  | 1070
42320067 | Glendower Formation | 1971-01-28 | -39.42 |  | 1070
42320067 | Glendower Formation | 1971-07-27 | -11.56 |  | 1070
42320067 | Glendower Formation | 1971-07-27 | -39.45 |  | 1070
42320067 | Glendower Formation | 1971-07-27 | -39.49 |  | 1070
42320067 | Glendower Formation | 1971-10-28 | -11.56 |  | 1070
42320067 | Glendower Formation | 1971-10-28 | -39.51 |  | 1070
42320067 | Glendower Formation | 1971-10-28 | -39.48 |  | 1070
42320067 | Glendower Formation | 1972-01-26 | -11.56 |  | 1070
42320067 | Glendower Formation | 1972-01-26 | -39.32 |  | 1070
42320067 | Glendower Formation | 1972-01-26 | -39.34 |  | 1070
42320067 | Glendower Formation | 1972-05-03 | -11.56 |  | 1070
42320067 | Glendower Formation | 1972-05-03 | -39.64 |  | 1070
42320067 | Glendower Formation | 1972-05-03 | -39.55 |  | 1070
42320067 | Glendower Formation | 1972-08-31 | -11.56 |  | 1070
42320067 | Glendower Formation | 1972-08-31 | -39.52 |  | 1070
42320067 | Glendower Formation | 1972-08-31 | -39.55 |  | 1070
42320067 | Glendower Formation | 1972-12-04 | -39.43 |  | 1070
42320067 | Glendower Formation | 1972-12-04 | -11.56 |  | 1070
42320067 | Glendower Formation | 1972-12-04 | -39.42 |  | 1070
42320067 | Glendower Formation | 1973-02-27 | -11.56 |  | 1070
42320067 | Glendower Formation | 1973-02-27 | -39.42 |  | 1070
42320067 | Glendower Formation | 1973-02-27 | -39.37 |  | 1070
42320067 | Glendower Formation | 1973-06-08 | -11.56 |  | 1070
42320067 | Glendower Formation | 1973-06-08 | -39.41 |  | 1070
42320067 | Glendower Formation | 1973-06-08 | -39.32 |  | 1070
42320067 | Glendower Formation | 1973-10-04 | -11.56 |  | 1070
42320067 | Glendower Formation | 1973-10-04 | -39.43 |  | 1070
42320067 | Glendower Formation | 1973-10-04 | -39.08 |  | 1070
42320067 | Glendower Formation | 1974-03-06 | -11.56 |  | 1070
42320067 | Glendower Formation | 1974-03-06 | -39.41 |  | 1070
42320067 | Glendower Formation | 1974-03-06 | -39.4 |  | 1070
42320067 | Glendower Formation | 1974-07-25 | -11.56 |  | 1070
42320067 | Glendower Formation | 1974-07-25 | -39.62 |  | 1070
42320067 | Glendower Formation | 1974-07-25 | -39.59 |  | 1070
42320067 | Glendower Formation | 1975-01-22 | -11.56 |  | 1070
42320067 | Glendower Formation | 1975-01-22 | -39.53 |  | 1070
42320067 | Glendower Formation | 1975-01-22 | -39.49 |  | 1070
42320067 | Glendower Formation | 1975-06-05 | -11.56 |  | 1070
42320067 | Glendower Formation | 1975-06-05 | -39.67 |  | 1070
42320067 | Glendower Formation | 1975-06-05 | -39.65 |  | 1070
42320067 | Glendower Formation | 1975-10-28 | -11.56 |  | 1070
42320067 | Glendower Formation | 1975-10-28 | -39.51 |  | 1070
42320067 | Glendower Formation | 1975-10-28 | -39.53 |  | 1070
42320067 | Glendower Formation | 1976-02-03 | -11.56 |  | 1070
42320067 | Glendower Formation | 1976-02-03 | -39.46 |  | 1070
42320067 | Glendower Formation | 1976-02-03 | -39.48 |  | 1070
42320067 | Glendower Formation | 1976-05-17 | -39.58 |  | 1070
42320067 | Glendower Formation | 1976-05-17 | -11.56 |  | 1070
42320067 | Glendower Formation | 1976-05-17 | -39.63 |  | 1070
42320067 | Glendower Formation | 1976-09-17 | -39.3 |  | 1070
42320067 | Glendower Formation | 1976-09-17 | -39.35 |  | 1070
42320067 | Glendower Formation | 1976-09-17 | -11.56 |  | 1070
42320067 | Glendower Formation | 1977-05-04 | -39.55 |  | 1070
42320067 | Glendower Formation | 1977-05-04 | -39.57 |  | 1070
42320067 | Glendower Formation | 1977-05-04 | -11.56 |  | 1070
42320067 | Glendower Formation | 1977-10-19 | -39.45 |  | 1070
42320067 | Glendower Formation | 1977-10-19 | -39.41 |  | 1070
42320067 | Glendower Formation | 1977-10-19 | -11.56 |  | 1070
42320067 | Glendower Formation | 1978-04-07 | -39.38 |  | 1070
42320067 | Glendower Formation | 1978-04-07 | -39.35 |  | 1070
42320067 | Glendower Formation | 1978-04-07 | -11.56 |  | 1070
42320067 | Glendower Formation | 1978-09-19 | -39.34 |  | 1070
42320067 | Glendower Formation | 1978-09-19 | -39.34 |  | 1070
42320067 | Glendower Formation | 1978-09-19 | -11.56 |  | 1070
42320067 | Glendower Formation | 1979-04-04 | -39.25 |  | 1070
42320067 | Glendower Formation | 1979-04-04 | -39.25 |  | 1070
42320067 | Glendower Formation | 1979-04-04 | -11.56 |  | 1070
42320067 | Glendower Formation | 1979-10-01 | -39.28 |  | 1070
42320067 | Glendower Formation | 1979-10-01 | -39.3 |  | 1070
42320067 | Glendower Formation | 1979-10-01 | -11.56 |  | 1070
42320067 | Glendower Formation | 1980-03-06 | -39.46 |  | 1070
42320067 | Glendower Formation | 1980-03-06 | -11.56 |  | 1070
42320067 | Glendower Formation | 1980-03-06 | -39.43 |  | 1070
42320067 | Glendower Formation | 1980-09-03 | -39.42 |  | 1070
42320067 | Glendower Formation | 1980-09-03 | -11.56 |  | 1070
42320067 | Glendower Formation | 1980-09-03 | -39.4 |  | 1070
42320067 | Glendower Formation | 1981-03-05 | -39.33 |  | 1070
42320067 | Glendower Formation | 1981-03-05 | -11.56 |  | 1070
42320067 | Glendower Formation | 1981-03-05 | -39.34 |  | 1070
42320067 | Glendower Formation | 1984-07-08 | -39.25 |  | 1070
42320067 | Glendower Formation | 1984-07-08 | -11.56 |  | 1070
42320067 | Glendower Formation | 1984-07-08 | -39.24 |  | 1070
42320067 | Glendower Formation | 1987-07-16 | -11.93 |  | 1070
42320067 | Glendower Formation | 2004-11-22 | -39.81 |  | 1070
42320067 | Glendower Formation | 2004-11-22 | -11.75 |  | 1070
42320067 | Glendower Formation | 2004-11-22 | -39.77 |  | 1070
42320067 | Glendower Formation | 2007-08-01 | -11.56 |  | 1070
42320067 | Glendower Formation | 2007-08-01 | -39.67 |  | 1070
42320067 | Glendower Formation | 2007-08-01 | -39.76 |  | 1070
42320068 | Allaru Mudstone | 1969-05-08 | -29.19 |  | 1070
42320068 | Allaru Mudstone | 1969-05-08 | -29.4 |  | 1070
42320068 | Allaru Mudstone | 1969-09-18 | -29.11 |  | 1070
42320068 | Allaru Mudstone | 1969-12-12 | -29.12 |  | 1070
42320068 | Allaru Mudstone | 1970-01-12 | -29.17 |  | 1070
42320068 | Allaru Mudstone | 1970-04-16 | -29.29 |  | 1070
42320068 | Allaru Mudstone | 1970-07-23 | -29.19 |  | 1070
42320068 | Allaru Mudstone | 1970-09-29 | -29.06 |  | 1070
42320068 | Allaru Mudstone | 1971-01-26 | -29 |  | 1070
42320068 | Allaru Mudstone | 1971-07-27 | -29.1 |  | 1070
42320068 | Allaru Mudstone | 1971-10-28 | -29.15 |  | 1070
42320068 | Allaru Mudstone | 1972-01-26 | -29.07 |  | 1070
42320068 | Allaru Mudstone | 1972-05-03 | -29.22 |  | 1070
42320068 | Allaru Mudstone | 1972-08-31 | -29.15 |  | 1070
42320068 | Allaru Mudstone | 1972-12-04 | -29.06 |  | 1070
42320068 | Allaru Mudstone | 1973-02-27 | -28.96 |  | 1070
42320068 | Allaru Mudstone | 1973-06-08 | -29 |  | 1070
42320068 | Allaru Mudstone | 1973-10-04 | -28.96 |  | 1070
42320068 | Allaru Mudstone | 1974-03-06 | -28.99 |  | 1070
42320068 | Allaru Mudstone | 1974-07-25 | -29.85 |  | 1070
42320068 | Allaru Mudstone | 1975-01-22 | -29.06 |  | 1070
42320068 | Allaru Mudstone | 1975-06-05 | -29.19 |  | 1070
42320068 | Allaru Mudstone | 1975-10-28 | -29.07 |  | 1070
42320068 | Allaru Mudstone | 1976-02-03 | -29 |  | 1070
42320068 | Allaru Mudstone | 1976-05-17 | -29.05 |  | 1070
42320068 | Allaru Mudstone | 1976-09-17 | -28.91 |  | 1070
42320068 | Allaru Mudstone | 1977-05-04 | -29.06 |  | 1070
42320068 | Allaru Mudstone | 1977-10-19 | -28.96 |  | 1070
42320068 | Allaru Mudstone | 1978-04-07 | -28.9 |  | 1070
42320068 | Allaru Mudstone | 1978-09-19 | -28.89 |  | 1070
42320068 | Allaru Mudstone | 1979-04-04 | -28.79 |  | 1070
42320068 | Allaru Mudstone | 1979-09-21 | -28.83 |  | 1070
42320068 | Allaru Mudstone | 1980-03-06 | -28.89 |  | 1070
42320068 | Allaru Mudstone | 1980-09-03 | -28.93 |  | 1070
42320068 | Allaru Mudstone | 1981-03-05 | -28.86 |  | 1070
42320068 | Allaru Mudstone | 1984-07-08 | -28.78 |  | 1070
42320068 | Allaru Mudstone | 1987-07-16 | -28.85 |  | 1070
42320068 | Allaru Mudstone | 2004-11-22 | -28.63 |  | 1070
42320068 | Allaru Mudstone | 2007-08-01 | -29.24 |  | 1070
42320069 | Alluvium | 1972-08-31 | -7.84 |  | 1070
42320069 | Alluvium | 1972-12-04 | -7.84 |  | 1070
42320069 | Alluvium | 1973-02-27 | -7.84 |  | 1070
42320069 | Alluvium | 1973-06-08 | -7.84 |  | 1070
42320069 | Alluvium | 1973-10-04 | -7.84 |  | 1070
42320069 | Alluvium | 1974-03-06 | -7.84 |  | 1070
42320069 | Alluvium | 1974-07-25 | -7.84 |  | 1070
42320069 | Alluvium | 1975-01-22 | -7.84 |  | 1070
42320069 | Alluvium | 1975-06-05 | -7.84 |  | 1070
42320069 | Alluvium | 1975-10-28 | -7.84 |  | 1070
42320069 | Alluvium | 1976-02-03 | -7.84 |  | 1070
42320069 | Alluvium | 1976-05-17 | -7.84 |  | 1070
42320069 | Alluvium | 1976-09-17 | -7.84 |  | 1070
42320069 | Alluvium | 1977-05-04 | -7.84 |  | 1070
42320069 | Alluvium | 1977-10-19 | -7.84 |  | 1070
42320069 | Alluvium | 1978-04-07 | -7.84 |  | 1070
42320069 | Alluvium | 1978-09-19 | -7.84 |  | 1070
42320069 | Alluvium | 1979-04-04 | -7.84 |  | 1070
42320069 | Alluvium | 1979-09-21 | -7.84 |  | 1070
42320069 | Alluvium | 1980-03-06 | -7.84 |  | 1070
42320069 | Alluvium | 1980-09-03 | -7.84 |  | 1070
42320069 | Alluvium | 1981-03-05 | -7.84 |  | 1070
42320069 | Alluvium | 1984-07-08 | -7.84 |  | 1070
42320069 | Alluvium | 1987-07-16 | -6.92 |  | 1070
42320069 | Alluvium | 2004-11-17 | -6.86 |  | 1070
42320069 | Alluvium | 2007-08-01 | -6.85 |  | 1070
42320071 | Glendower Formation | 1968-09-11 | -27.5 |  | 1070
42320071 | Glendower Formation | 1969-05-08 | -14.47 |  | 1070
42320071 | Glendower Formation | 1969-05-08 | -27.96 |  | 1070
42320071 | Glendower Formation | 1969-05-08 | -27.96 |  | 1070
42320071 | Glendower Formation | 1969-05-08 | -8.14 |  | 1070
42320071 | Glendower Formation | 1969-09-18 | -14.58 |  | 1070
42320071 | Glendower Formation | 1969-09-18 | -27.88 |  | 1070
42320071 | Glendower Formation | 1969-09-18 | -27.84 |  | 1070
42320071 | Glendower Formation | 1969-09-18 | -7.9 |  | 1070
42320071 | Glendower Formation | 1969-12-12 | -14.65 |  | 1070
42320071 | Glendower Formation | 1969-12-12 | -27.81 |  | 1070
42320071 | Glendower Formation | 1969-12-12 | -27.84 |  | 1070
42320071 | Glendower Formation | 1969-12-12 | -7.9 |  | 1070
42320071 | Glendower Formation | 1970-01-12 | -14.7 |  | 1070
42320071 | Glendower Formation | 1970-01-12 | -27.78 |  | 1070
42320071 | Glendower Formation | 1970-01-12 | -27.78 |  | 1070
42320071 | Glendower Formation | 1970-01-12 | -7.9 |  | 1070
42320071 | Glendower Formation | 1970-04-16 | -14.76 |  | 1070
42320071 | Glendower Formation | 1970-04-16 | -27.98 |  | 1070
42320071 | Glendower Formation | 1970-04-16 | -27.93 |  | 1070
42320071 | Glendower Formation | 1970-04-16 | -7.9 |  | 1070
42320071 | Glendower Formation | 1970-06-30 | -14.69 |  | 1070
42320071 | Glendower Formation | 1970-06-30 | -27.86 |  | 1070
42320071 | Glendower Formation | 1970-06-30 | -27.9 |  | 1070
42320071 | Glendower Formation | 1970-06-30 | -7.9 |  | 1070
42320071 | Glendower Formation | 1970-09-29 | -14.78 |  | 1070
42320071 | Glendower Formation | 1970-09-29 | -27.71 |  | 1070
42320071 | Glendower Formation | 1970-09-29 | -27.86 |  | 1070
42320071 | Glendower Formation | 1970-09-29 | -7.9 |  | 1070
42320071 | Glendower Formation | 1971-01-26 | -14.57 |  | 1070
42320071 | Glendower Formation | 1971-01-26 | -27.75 |  | 1070
42320071 | Glendower Formation | 1971-01-26 | -27.75 |  | 1070
42320071 | Glendower Formation | 1971-01-26 | -7.55 |  | 1070
42320071 | Glendower Formation | 1971-07-27 | -14.79 |  | 1070
42320071 | Glendower Formation | 1971-07-27 | -27.78 |  | 1070
42320071 | Glendower Formation | 1971-07-27 | -7.68 |  | 1070
42320071 | Glendower Formation | 1971-07-27 | -27.81 |  | 1070
42320071 | Glendower Formation | 1971-10-27 | -7.9 |  | 1070
42320071 | Glendower Formation | 1971-10-28 | -14.87 |  | 1070
42320071 | Glendower Formation | 1971-10-28 | -27.85 |  | 1070
42320071 | Glendower Formation | 1971-10-28 | -27.9 |  | 1070
42320071 | Glendower Formation | 1972-01-26 | -14.83 |  | 1070
42320071 | Glendower Formation | 1972-01-26 | -27.78 |  | 1070
42320071 | Glendower Formation | 1972-01-26 | -12.39 |  | 1070
42320071 | Glendower Formation | 1972-01-26 | -7.12 |  | 1070
42320071 | Glendower Formation | 1972-05-05 | -14.89 |  | 1070
42320071 | Glendower Formation | 1972-05-05 | -27.9 |  | 1070
42320071 | Glendower Formation | 1972-05-05 | -16.86 |  | 1070
42320071 | Glendower Formation | 1972-05-05 | -7.66 |  | 1070
42320071 | Glendower Formation | 1972-08-31 | -14.91 |  | 1070
42320071 | Glendower Formation | 1972-08-31 | -27.79 |  | 1070
42320071 | Glendower Formation | 1972-08-31 | -18.55 |  | 1070
42320071 | Glendower Formation | 1972-08-31 | -7.69 |  | 1070
42320071 | Glendower Formation | 1972-12-04 | -14.94 |  | 1070
42320071 | Glendower Formation | 1972-12-04 | -27.81 |  | 1070
42320071 | Glendower Formation | 1972-12-04 | -19.66 |  | 1070
42320071 | Glendower Formation | 1972-12-04 | -7.8 |  | 1070
42320071 | Glendower Formation | 1973-02-27 | -14.87 |  | 1070
42320071 | Glendower Formation | 1973-02-27 | -27.74 |  | 1070
42320071 | Glendower Formation | 1973-02-27 | -20.32 |  | 1070
42320071 | Glendower Formation | 1973-02-27 | -6.82 |  | 1070
42320071 | Glendower Formation | 1973-06-08 | -27.62 |  | 1070
42320071 | Glendower Formation | 1973-06-08 | -14.76 |  | 1070
42320071 | Glendower Formation | 1973-06-08 | -21.29 |  | 1070
42320071 | Glendower Formation | 1973-06-08 | -7.11 |  | 1070
42320071 | Glendower Formation | 1973-10-04 | -14.81 |  | 1070
42320071 | Glendower Formation | 1973-10-04 | -27.66 |  | 1070
42320071 | Glendower Formation | 1973-10-04 | -22.33 |  | 1070
42320071 | Glendower Formation | 1973-10-04 | -7.5 |  | 1070
42320071 | Glendower Formation | 1974-03-06 | -15.35 |  | 1070
42320071 | Glendower Formation | 1974-03-06 | -27.5 |  | 1070
42320071 | Glendower Formation | 1974-03-06 | -23.31 |  | 1070
42320071 | Glendower Formation | 1974-03-06 | -6.51 |  | 1070
42320071 | Glendower Formation | 1974-07-23 | -16.03 |  | 1070
42320071 | Glendower Formation | 1974-07-23 | -27.86 |  | 1070
42320071 | Glendower Formation | 1974-07-23 | -24.06 |  | 1070
42320071 | Glendower Formation | 1974-07-23 | -7.12 |  | 1070
42320071 | Glendower Formation | 1975-01-22 | -15.86 |  | 1070
42320071 | Glendower Formation | 1975-01-22 | -24.36 |  | 1070
42320071 | Glendower Formation | 1975-01-22 | -27.82 |  | 1070
42320071 | Glendower Formation | 1975-01-22 | -7.9 |  | 1070
42320071 | Glendower Formation | 1975-06-05 | -15.43 |  | 1070
42320071 | Glendower Formation | 1975-06-05 | -25.24 |  | 1070
42320071 | Glendower Formation | 1975-06-05 | -27.8 |  | 1070
42320071 | Glendower Formation | 1975-06-05 | -7.9 |  | 1070
42320071 | Glendower Formation | 1975-10-28 | -15.27 |  | 1070
42320071 | Glendower Formation | 1975-10-28 | -27.78 |  | 1070
42320071 | Glendower Formation | 1975-10-28 | -25.58 |  | 1070
42320071 | Glendower Formation | 1975-10-28 | -7.9 |  | 1070
42320071 | Glendower Formation | 1976-02-03 | -25.82 |  | 1070
42320071 | Glendower Formation | 1976-02-03 | -15.2 |  | 1070
42320071 | Glendower Formation | 1976-02-03 | -27.79 |  | 1070
42320071 | Glendower Formation | 1976-02-03 | -6.87 |  | 1070
42320071 | Glendower Formation | 1976-05-17 | -25.93 |  | 1070
42320071 | Glendower Formation | 1976-05-17 | -15.03 |  | 1070
42320071 | Glendower Formation | 1976-05-17 | -27.88 |  | 1070
42320071 | Glendower Formation | 1976-05-17 | -6.65 |  | 1070
42320071 | Glendower Formation | 1976-09-17 | -26.06 |  | 1070
42320071 | Glendower Formation | 1976-09-17 | -14.93 |  | 1070
42320071 | Glendower Formation | 1976-09-17 | -27.63 |  | 1070
42320071 | Glendower Formation | 1976-09-17 | -7.06 |  | 1070
42320071 | Glendower Formation | 1977-05-04 | -26.51 |  | 1070
42320071 | Glendower Formation | 1977-05-04 | -27.8 |  | 1070
42320071 | Glendower Formation | 1977-05-04 | -6.26 |  | 1070
42320071 | Glendower Formation | 1977-05-04 | -14.9 |  | 1070
42320071 | Glendower Formation | 1977-10-19 | -26.71 |  | 1070
42320071 | Glendower Formation | 1977-10-19 | -6.91 |  | 1070
42320071 | Glendower Formation | 1977-10-19 | -27.73 |  | 1070
42320071 | Glendower Formation | 1977-10-19 | -14.78 |  | 1070
42320071 | Glendower Formation | 1978-04-07 | -26.78 |  | 1070
42320071 | Glendower Formation | 1978-04-07 | -27.66 |  | 1070
42320071 | Glendower Formation | 1978-04-07 | -7.85 |  | 1070
42320071 | Glendower Formation | 1978-04-07 | -14.85 |  | 1070
42320071 | Glendower Formation | 1978-09-19 | -26.97 |  | 1070
42320071 | Glendower Formation | 1978-09-19 | -27.59 |  | 1070
42320071 | Glendower Formation | 1978-09-19 | -6.46 |  | 1070
42320071 | Glendower Formation | 1978-09-19 | -15.47 |  | 1070
42320071 | Glendower Formation | 1979-04-04 | -6.84 |  | 1070
42320071 | Glendower Formation | 1979-04-04 | -26.99 |  | 1070
42320071 | Glendower Formation | 1979-04-04 | -27.51 |  | 1070
42320071 | Glendower Formation | 1979-04-04 | -14.95 |  | 1070
42320071 | Glendower Formation | 1979-09-21 | -27.12 |  | 1070
42320071 | Glendower Formation | 1979-09-21 | -7.88 |  | 1070
42320071 | Glendower Formation | 1979-09-21 | -27.58 |  | 1070
42320071 | Glendower Formation | 1979-09-21 | -15 |  | 1070
42320071 | Glendower Formation | 1980-03-06 | -27.25 |  | 1070
42320071 | Glendower Formation | 1980-03-06 | -7.84 |  | 1070
42320071 | Glendower Formation | 1980-03-06 | -27.69 |  | 1070
42320071 | Glendower Formation | 1980-03-06 | -15.19 |  | 1070
42320071 | Glendower Formation | 1980-09-03 | -27.33 |  | 1070
42320071 | Glendower Formation | 1980-09-03 | -7.9 |  | 1070
42320071 | Glendower Formation | 1980-09-03 | -27.62 |  | 1070
42320071 | Glendower Formation | 1980-09-03 | -15.13 |  | 1070
42320071 | Glendower Formation | 1981-03-05 | -27.32 |  | 1070
42320071 | Glendower Formation | 1981-03-05 | -6.7 |  | 1070
42320071 | Glendower Formation | 1981-03-05 | -27.6 |  | 1070
42320071 | Glendower Formation | 1981-03-05 | -15.24 |  | 1070
42320071 | Glendower Formation | 1984-07-08 | -27.02 |  | 1070
42320071 | Glendower Formation | 1984-07-08 | -7.29 |  | 1070
42320071 | Glendower Formation | 1984-07-08 | -27.55 |  | 1070
42320071 | Glendower Formation | 1984-07-08 | -15.03 |  | 1070
42320071 | Glendower Formation | 1987-07-16 | -27.2 |  | 1070
42320071 | Glendower Formation | 2004-11-22 | -8.05 |  | 1070
42320071 | Glendower Formation | 2004-11-22 | -27.01 |  | 1070
42320071 | Glendower Formation | 2004-11-22 | -15.52 |  | 1070
42320071 | Glendower Formation | 2004-11-22 | -27.93 |  | 1070
42320071 | Glendower Formation | 2007-08-01 | -27.96 |  | 1070
42320071 | Glendower Formation | 2007-08-01 | -7.5 |  | 1070
42320071 | Glendower Formation | 2007-08-01 | -27.75 |  | 1070
42320071 | Glendower Formation | 2007-08-01 | -15.78 |  | 1070
42320072 | Glendower Formation | 1969-05-18 | -27.5 |  | 1070
42320072 | Glendower Formation | 1969-09-18 | -27.84 |  | 1070
42320072 | Glendower Formation | 1969-12-12 | -27.78 |  | 1070
42320072 | Glendower Formation | 1970-01-12 | -27.89 |  | 1070
42320072 | Glendower Formation | 1970-04-16 | -27.9 |  | 1070
42320072 | Glendower Formation | 1970-06-30 | -27.87 |  | 1070
42320072 | Glendower Formation | 1970-09-30 | -27.82 |  | 1070
42320072 | Glendower Formation | 1971-01-28 | -27.79 |  | 1070
42320072 | Glendower Formation | 1971-07-27 | -27.78 |  | 1070
42320072 | Glendower Formation | 1971-10-27 | -27.85 |  | 1070
42320072 | Glendower Formation | 1972-01-26 | -27.76 |  | 1070
42320072 | Glendower Formation | 1972-05-05 | -28.01 |  | 1070
42320072 | Glendower Formation | 1972-08-31 | -27.87 |  | 1070
42320072 | Glendower Formation | 1972-12-04 | -27.8 |  | 1070
42320072 | Glendower Formation | 1973-02-27 | -27.7 |  | 1070
42320072 | Glendower Formation | 1973-06-08 | -27.7 |  | 1070
42320072 | Glendower Formation | 1973-10-04 | -27.69 |  | 1070
42320072 | Glendower Formation | 1974-03-06 | -26.32 |  | 1070
42320072 | Glendower Formation | 1974-07-23 | -25.96 |  | 1070
42320072 | Glendower Formation | 1975-01-22 | -25.84 |  | 1070
42320072 | Glendower Formation | 1975-06-05 | -15.47 |  | 1070
42320072 | Glendower Formation | 1975-10-28 | -15.3 |  | 1070
42320072 | Glendower Formation | 1976-02-03 | -15.22 |  | 1070
42320072 | Glendower Formation | 1976-05-17 | -15.06 |  | 1070
42320072 | Glendower Formation | 1976-09-17 | -14.95 |  | 1070
42320072 | Glendower Formation | 1977-05-04 | -14.91 |  | 1070
42320072 | Glendower Formation | 1977-10-19 | -14.81 |  | 1070
42320072 | Glendower Formation | 1978-04-07 | -14.86 |  | 1070
42320072 | Glendower Formation | 1978-09-19 | -15.8 |  | 1070
42320072 | Glendower Formation | 1979-04-04 | -15 |  | 1070
42320072 | Glendower Formation | 1979-09-21 | -15.05 |  | 1070
42320072 | Glendower Formation | 1980-03-06 | -15.34 |  | 1070
42320072 | Glendower Formation | 1980-09-03 | -15.19 |  | 1070
42320072 | Glendower Formation | 1981-03-05 | -15.28 |  | 1070
42320072 | Glendower Formation | 1984-07-08 | -15.1 |  | 1070
42320072 | Glendower Formation | 1987-07-16 | -14.52 |  | 1070
42320073 | Alluvium | 1972-08-31 | -9 |  | 1070
42320073 | Alluvium | 1972-12-04 | -9 |  | 1070
42320073 | Alluvium | 1973-02-27 | -6.74 |  | 1070
42320073 | Alluvium | 1973-06-08 | -7.07 |  | 1070
42320073 | Alluvium | 1973-10-04 | -9 |  | 1070
42320073 | Alluvium | 1974-03-06 | -6.46 |  | 1070
42320073 | Alluvium | 1974-07-23 | -9 |  | 1070
42320073 | Alluvium | 1975-01-22 | -9 |  | 1070
42320073 | Alluvium | 1975-06-05 | -9 |  | 1070
42320073 | Alluvium | 1975-10-28 | -9 |  | 1070
42320073 | Alluvium | 1976-02-03 | -6.83 |  | 1070
42320073 | Alluvium | 1976-05-17 | -9 |  | 1070
42320073 | Alluvium | 1976-09-17 | -9 |  | 1070
42320073 | Alluvium | 1977-05-04 | -6.18 |  | 1070
42320073 | Alluvium | 1977-10-19 | -6.83 |  | 1070
42320073 | Alluvium | 1978-04-07 | -9 |  | 1070
42320073 | Alluvium | 1978-09-19 | -6.41 |  | 1070
42320073 | Alluvium | 1979-04-04 | -6.75 |  | 1070
42320073 | Alluvium | 1979-09-21 | -9 |  | 1070
42320073 | Alluvium | 1980-03-06 | -9 |  | 1070
42320073 | Alluvium | 1980-09-03 | -9 |  | 1070
42320073 | Alluvium | 1981-03-05 | -9 |  | 1070
42320073 | Alluvium | 1984-07-08 | -9 |  | 1070
42320073 | Alluvium | 1987-07-16 | -6.57 |  | 1070
42320073 | Alluvium | 2003-11-17 | -6.38 |  | 1070
42320074 | Glendower Formation | 1969-05-08 | -27.47 |  | 1070
42320074 | Glendower Formation | 1969-09-18 | -27.1 |  | 1070
42320074 | Glendower Formation | 1969-09-18 | -27.39 |  | 1070
42320074 | Glendower Formation | 1969-12-16 | -27.31 |  | 1070
42320074 | Glendower Formation | 1970-01-12 | -27.42 |  | 1070
42320074 | Glendower Formation | 1970-04-16 | -27.5 |  | 1070
42320074 | Glendower Formation | 1970-07-23 | -27.4 |  | 1070
42320074 | Glendower Formation | 1970-09-29 | -27.31 |  | 1070
42320074 | Glendower Formation | 1971-01-26 | -27.32 |  | 1070
42320074 | Glendower Formation | 1971-07-27 | -27.29 |  | 1070
42320074 | Glendower Formation | 1971-10-27 | -27.34 |  | 1070
42320074 | Glendower Formation | 1972-01-27 | -27.36 |  | 1070
42320074 | Glendower Formation | 1972-05-03 | -27.47 |  | 1070
42320074 | Glendower Formation | 1972-08-31 | -27.39 |  | 1070
42320074 | Glendower Formation | 1972-12-04 | -27.36 |  | 1070
42320074 | Glendower Formation | 1973-02-27 | -27.28 |  | 1070
42320074 | Glendower Formation | 1973-06-08 | -27.22 |  | 1070
42320074 | Glendower Formation | 1973-10-04 | -27.24 |  | 1070
42320074 | Glendower Formation | 1974-03-05 | -27.3 |  | 1070
42320074 | Glendower Formation | 1974-07-23 | -27.42 |  | 1070
42320074 | Glendower Formation | 1975-01-22 | -27.39 |  | 1070
42320074 | Glendower Formation | 1975-06-05 | -27.48 |  | 1070
42320074 | Glendower Formation | 1975-10-28 | -27.37 |  | 1070
42320074 | Glendower Formation | 1976-02-03 | -27.38 |  | 1070
42320074 | Glendower Formation | 1976-05-17 | -27.3 |  | 1070
42320074 | Glendower Formation | 1976-09-17 | -27.18 |  | 1070
42320074 | Glendower Formation | 1977-05-04 | -27.25 |  | 1070
42320074 | Glendower Formation | 1977-10-19 | -27.28 |  | 1070
42320074 | Glendower Formation | 1978-04-07 | -27.22 |  | 1070
42320074 | Glendower Formation | 1978-09-19 | -27.18 |  | 1070
42320074 | Glendower Formation | 1979-04-04 | -27.08 |  | 1070
42320074 | Glendower Formation | 1979-09-21 | -27.11 |  | 1070
42320074 | Glendower Formation | 1980-03-06 | -27.28 |  | 1070
42320074 | Glendower Formation | 1980-09-03 | -27.21 |  | 1070
42320074 | Glendower Formation | 1981-03-05 | -27.12 |  | 1070
42320074 | Glendower Formation | 1984-07-08 | -27.14 |  | 1070
42320074 | Glendower Formation | 1987-07-16 | -27.15 |  | 1070
42320074 | Glendower Formation | 2004-11-17 | -27.35 |  | 1070
42320074 | Glendower Formation | 2007-08-01 | -27.37 |  | 1070
42320075 | Alluvium | 1972-08-31 | -6.94 |  | 1070
42320075 | Alluvium | 1972-12-04 | -6.94 |  | 1070
42320075 | Alluvium | 1973-02-27 | -6.94 |  | 1070
42320075 | Alluvium | 1973-06-08 | -6.94 |  | 1070
42320075 | Alluvium | 1973-10-04 | -6.94 |  | 1070
42320075 | Alluvium | 1974-03-05 | -6.94 |  | 1070
42320075 | Alluvium | 1974-07-23 | -6.94 |  | 1070
42320075 | Alluvium | 1975-01-22 | -6.94 |  | 1070
42320075 | Alluvium | 1975-06-05 | -6.94 |  | 1070
42320075 | Alluvium | 1975-10-28 | -6.94 |  | 1070
42320075 | Alluvium | 1976-02-03 | -6.94 |  | 1070
42320075 | Alluvium | 1976-05-17 | -6.94 |  | 1070
42320075 | Alluvium | 1976-09-17 | -6.94 |  | 1070
42320075 | Alluvium | 1977-05-04 | -6.94 |  | 1070
42320075 | Alluvium | 1977-10-19 | -6.94 |  | 1070
42320075 | Alluvium | 1978-04-07 | -6.94 |  | 1070
42320075 | Alluvium | 1978-09-19 | -6.94 |  | 1070
42320075 | Alluvium | 1979-04-04 | -6.94 |  | 1070
42320075 | Alluvium | 1979-09-21 | -6.94 |  | 1070
42320075 | Alluvium | 1980-03-06 | -6.94 |  | 1070
42320075 | Alluvium | 1980-09-03 | -6.94 |  | 1070
42320075 | Alluvium | 1981-03-05 | -6.94 |  | 1070
42320075 | Alluvium | 1984-07-08 | -6.94 |  | 1070
42320075 | Alluvium | 1987-07-16 | -6.28 |  | 1070
42320075 | Alluvium | 2004-11-17 | -5.95 |  | 1070
42320075 | Alluvium | 2007-08-01 | -5.96 |  | 1070
42320088 | Winton Formation | 1971-08-19 | -37.6 |  | 1070
42320088 | Winton Formation | 1971-10-26 | -37.25 |  | 1070
42320088 | Winton Formation | 1972-01-26 | -37.12 |  | 1070
42320088 | Winton Formation | 1972-05-02 | -37.32 |  | 1070
42320088 | Winton Formation | 1972-08-28 | -37.15 |  | 1070
42320088 | Winton Formation | 1972-12-01 | -37.32 |  | 1070
42320088 | Winton Formation | 1973-03-01 | -37.09 |  | 1070
42320088 | Winton Formation | 1973-06-07 | -37.2 |  | 1070
42320088 | Winton Formation | 1973-10-05 | -37.13 |  | 1070
42320088 | Winton Formation | 1974-03-06 | -37.19 |  | 1070
42320088 | Winton Formation | 1974-08-23 | -37.28 |  | 1070
42320088 | Winton Formation | 1975-01-23 | -37.24 |  | 1070
42320088 | Winton Formation | 1975-06-06 | -37.44 |  | 1070
42320088 | Winton Formation | 1975-10-29 | -37.19 |  | 1070
42320088 | Winton Formation | 1976-05-28 | -37.43 |  | 1070
42320088 | Winton Formation | 1976-09-20 | -37.13 |  | 1070
42320088 | Winton Formation | 1977-05-10 | -37.16 |  | 1070
42320088 | Winton Formation | 1977-10-21 | -37.2 |  | 1070
42320088 | Winton Formation | 1978-04-10 | -37.14 |  | 1070
42320088 | Winton Formation | 1978-09-22 | -36.81 |  | 1070
42320088 | Winton Formation | 1979-04-03 | -37.02 |  | 1070
42320088 | Winton Formation | 1979-09-21 | -37.07 |  | 1070
42320088 | Winton Formation | 1980-03-06 | -37.12 |  | 1070
42320088 | Winton Formation | 1980-09-05 | -37.17 |  | 1070
42320088 | Winton Formation | 1981-03-09 | -37.05 |  | 1070
42320088 | Winton Formation | 1984-07-09 | -37.06 |  | 1070
42320089 | Winton Formation | 1971-08-23 | -37.2 |  | 1070
42320089 | Winton Formation | 1971-10-26 | -36.83 |  | 1070
42320089 | Winton Formation | 1972-01-26 | -36.73 |  | 1070
42320089 | Winton Formation | 1972-05-02 | -36.84 |  | 1070
42320089 | Winton Formation | 1972-08-28 | -36.87 |  | 1070
42320089 | Winton Formation | 1972-12-06 | -36.75 |  | 1070
42320089 | Winton Formation | 1973-03-01 | -36.65 |  | 1070
42320089 | Winton Formation | 1973-06-07 | -36.85 |  | 1070
42320089 | Winton Formation | 1973-10-05 | -36.73 |  | 1070
42320089 | Winton Formation | 1974-03-06 | -36.76 |  | 1070
42320089 | Winton Formation | 1974-08-23 | -36.87 |  | 1070
42320089 | Winton Formation | 1975-01-23 | -36.81 |  | 1070
42320089 | Winton Formation | 1975-06-06 | -37.02 |  | 1070
42320089 | Winton Formation | 1975-10-29 | -36.78 |  | 1070
42320089 | Winton Formation | 1976-05-28 | -37.13 |  | 1070
42320089 | Winton Formation | 1976-09-20 | -36.72 |  | 1070
42320089 | Winton Formation | 1977-05-10 | -36.71 |  | 1070
42320089 | Winton Formation | 1977-10-21 | -36.78 |  | 1070
42320089 | Winton Formation | 1978-04-10 | -36.74 |  | 1070
42320089 | Winton Formation | 1978-09-22 | -36.41 |  | 1070
42320089 | Winton Formation | 1979-04-03 | -36.58 |  | 1070
42320089 | Winton Formation | 1979-09-21 | -36.65 |  | 1070
42320089 | Winton Formation | 1980-03-06 | -36.68 |  | 1070
42320089 | Winton Formation | 1980-09-05 | -36.75 |  | 1070
42320089 | Winton Formation | 1981-03-09 | -36.6 |  | 1070
42320089 | Winton Formation | 1984-07-09 | -36.65 |  | 1070
42320090 | Unknown | 1971-10-26 | -24.68 |  | 1070
42320090 | Unknown | 1972-01-26 | -24.66 |  | 1070
42320090 | Unknown | 1972-05-02 | -24.79 |  | 1070
42320090 | Unknown | 1972-08-28 | -24.73 |  | 1070
42320090 | Unknown | 1972-12-06 | -24.7 |  | 1070
42320090 | Unknown | 1973-03-01 | -24.73 |  | 1070
42320090 | Unknown | 1973-06-07 | -24.69 |  | 1070
42320090 | Unknown | 1973-10-05 | -24.8 |  | 1070
42320090 | Unknown | 1974-03-06 | -24.83 |  | 1070
42320090 | Unknown | 1974-08-23 | -24.95 |  | 1070
42320090 | Unknown | 1975-01-23 | -24.09 |  | 1070
42320090 | Unknown | 1975-06-06 | -25.19 |  | 1070
42320090 | Unknown | 1975-10-29 | -25.02 |  | 1070
42320090 | Unknown | 1976-05-28 | -25.11 |  | 1070
42320090 | Unknown | 1976-09-20 | -25 |  | 1070
42320090 | Unknown | 1977-05-10 | -25.04 |  | 1070
42320090 | Unknown | 1977-10-21 | -25.1 |  | 1070
42320090 | Unknown | 1978-04-10 | -25.02 |  | 1070
42320090 | Unknown | 1978-09-22 | -24.89 |  | 1070
42320090 | Unknown | 1979-04-03 | -25.18 |  | 1070
42320090 | Unknown | 1979-09-21 | -25.12 |  | 1070
42320090 | Unknown | 1980-03-06 | -25.16 |  | 1070
42320090 | Unknown | 1980-09-05 | -25.24 |  | 1070
42320090 | Unknown | 1981-03-09 | -25.11 |  | 1070
42320090 | Unknown | 1984-07-09 | -25.31 |  | 1070
42320213 | Unknown | 2002-07-01 | -17.79 |  | 1070
42320213 | Unknown | 2002-11-26 | -17.8 |  | 1070
42320213 | Unknown | 2004-11-25 | -17.58 |  | 1070
42320214 | Unknown | 2002-07-01 | -13.03 |  | 1070
42320214 | Unknown | 2002-11-26 | -13.09 |  | 1070
42320214 | Unknown | 2004-11-25 | -13.02 |  | 1070
42320215 | Unknown | 2002-07-02 | -33.39 |  | 1070
42320215 | Unknown | 2002-11-26 | -33.42 |  | 1070
42320215 | Unknown | 2004-11-25 | -33.21 |  | 1070
42320220 | Allaru Mudstone | 2002-07-02 | -30.55 |  | 1070
42320220 | Allaru Mudstone | 2002-11-26 | -30.55 |  | 1070
42320220 | Allaru Mudstone | 2004-11-25 | -30.44 |  | 1070
1288 | Hooray Sandstone | 1914-06-01 | -1.21 |  | 1072
1293 | Hooray Sandstone | 1966-11-13 | -0.9 |  | 1072
1996 | Hooray Sandstone | 1910-11-01 | 24 |  | 1072
5284 | Hooray Sandstone | 1989-11-17 | 18.89 |  | 1072
5789 | Unknown | 1937-06-08 | -12.2 |  | 1072
6027 | Unknown | 1937-08-14 | -8.2 |  | 1072
6940 | Wallumbilla Formation | 1938-08-05 | -15.2 |  | 1072
13491 | Coreena Member | 1955-11-11 | -21.6 |  | 1072
13653 | Coreena Member | 1957-10-19 | -24.4 |  | 1072
13654 | Coreena Member | 1958-08-01 | -18.3 |  | 1072
14030 | Wallumbilla Formation | 1960-02-28 | -27.1 |  | 1072
14295 | Wyandra Sandstone Member | 1961-04-03 | -3.96 |  | 1072
14474 | Coreena Member | 1958-11-24 | -33.5 |  | 1072
16122 | Coreena Member | 1964-12-16 | -30.5 |  | 1072
17725 | Hooray Sandstone | 1968-01-24 | -20.4 |  | 1072
38496 | Allaru Mudstone | 1972-03-11 | -20.2 |  | 1072
50424 | Wallumbilla Formation | 1983-03-31 | -49 |  | 1072
50458 | Allaru Mudstone | 1987-06-02 | -18.7 |  | 1072
50459 | Unknown | 1985-01-15 | -4.8 |  | 1072
50464 | Allaru Mudstone | 1985-01-13 | -14.6 |  | 1072
50465 | Allaru Mudstone | 1985-08-28 | -12.3 |  | 1072
50467 | Wallumbilla Formation | 1990-01-10 | 21.86 |  | 1072
50513 | Unknown | 1985-01-15 | -4.8 |  | 1072
50513 | Unknown | 1985-08-15 | -4.8 |  | 1072
42320107 | Unknown | 1969-06-17 | -11.46 |  | 1072
42320107 | Unknown | 1969-09-18 | -11.46 |  | 1072
42320107 | Unknown | 1969-12-12 | -11.46 |  | 1072
42320107 | Unknown | 1970-04-16 | -11.46 |  | 1072
42320107 | Unknown | 1970-08-21 | -11.46 |  | 1072
42320107 | Unknown | 1970-10-12 | -11.46 |  | 1072
42320107 | Unknown | 1971-01-21 | -11.46 |  | 1072
42320107 | Unknown | 1971-07-29 | -11.46 |  | 1072
42320107 | Unknown | 1971-10-22 | -11.46 |  | 1072
42320107 | Unknown | 1972-01-25 | -11.46 |  | 1072
42320107 | Unknown | 1972-05-08 | -11.46 |  | 1072
42320107 | Unknown | 1972-08-24 | -11.46 |  | 1072
42320107 | Unknown | 1972-11-28 | -11.46 |  | 1072
42320107 | Unknown | 1973-03-08 | -11.46 |  | 1072
42320107 | Unknown | 1973-06-07 | -11.46 |  | 1072
42320107 | Unknown | 1973-11-30 | -11.46 |  | 1072
42320107 | Unknown | 1974-03-06 | -11.46 |  | 1072
42320107 | Unknown | 1974-07-26 | -11.46 |  | 1072
42320107 | Unknown | 1975-10-14 | -11.46 |  | 1072
42320107 | Unknown | 1976-09-21 | -11.46 |  | 1072
42320107 | Unknown | 1977-05-04 | -11.46 |  | 1072
42320107 | Unknown | 1977-10-21 | -11.46 |  | 1072
42320107 | Unknown | 1978-04-07 | -11.46 |  | 1072
42320107 | Unknown | 1978-09-22 | -11.46 |  | 1072
42320107 | Unknown | 1979-04-04 | -11.46 |  | 1072
42320107 | Unknown | 1979-09-21 | -11.46 |  | 1072
42320107 | Unknown | 1980-03-19 | -11.46 |  | 1072
42320107 | Unknown | 1980-09-04 | -11.46 |  | 1072
42320107 | Unknown | 1987-07-17 | -11.65 |  | 1072
42320112 | Glendower Formation | 1971-09-21 | -24.8 |  | 1072
42320112 | Glendower Formation | 1971-10-22 | -24.71 |  | 1072
42320112 | Glendower Formation | 1972-01-25 | -24.61 |  | 1072
42320112 | Glendower Formation | 1972-05-02 | -24.78 |  | 1072
42320112 | Glendower Formation | 1972-08-28 | -24.7 |  | 1072
42320112 | Glendower Formation | 1972-12-05 | -24.56 |  | 1072
42320112 | Glendower Formation | 1973-03-06 | -24.38 |  | 1072
42320112 | Glendower Formation | 1973-06-07 | -24.51 |  | 1072
42320112 | Glendower Formation | 1973-10-05 | -24.55 |  | 1072
42320112 | Glendower Formation | 1974-03-07 | -24.6 |  | 1072
42320112 | Glendower Formation | 1974-07-26 | -24.63 |  | 1072
42320112 | Glendower Formation | 1975-01-30 | -24.68 |  | 1072
42320112 | Glendower Formation | 1975-06-05 | -24.81 |  | 1072
42320112 | Glendower Formation | 1975-10-29 | -24.65 |  | 1072
42320112 | Glendower Formation | 1976-05-19 | -24.55 |  | 1072
42320112 | Glendower Formation | 1976-09-21 | -24.65 |  | 1072
42320112 | Glendower Formation | 1977-05-05 | -24.67 |  | 1072
42320112 | Glendower Formation | 1977-10-21 | -24.69 |  | 1072
42320112 | Glendower Formation | 1978-04-14 | -24.63 |  | 1072
42320112 | Glendower Formation | 1978-09-22 | -24.6 |  | 1072
42320112 | Glendower Formation | 1979-04-03 | -24.55 |  | 1072
42320112 | Glendower Formation | 1979-09-21 | -24.56 |  | 1072
42320112 | Glendower Formation | 1980-03-19 | -24.63 |  | 1072
42320112 | Glendower Formation | 1980-09-04 | -24.67 |  | 1072
42320112 | Glendower Formation | 1981-03-06 | -24.62 |  | 1072
42320112 | Glendower Formation | 1984-07-07 | -25.55 |  | 1072
42320112 | Glendower Formation | 1987-07-17 | -24.58 |  | 1072
42320113 | Glendower Formation | 1971-09-21 | -25.9 |  | 1072
42320113 | Glendower Formation | 1971-10-22 | -25.7 |  | 1072
42320113 | Glendower Formation | 1972-01-25 | -25.57 |  | 1072
42320113 | Glendower Formation | 1972-05-02 | -25.6 |  | 1072
42320113 | Glendower Formation | 1972-08-28 | -25.61 |  | 1072
42320113 | Glendower Formation | 1972-12-05 | -25.56 |  | 1072
42320113 | Glendower Formation | 1973-03-06 | -25.59 |  | 1072
42320113 | Glendower Formation | 1973-06-07 | -25.41 |  | 1072
42320113 | Glendower Formation | 1973-10-05 | -25.56 |  | 1072
42320113 | Glendower Formation | 1974-03-07 | -25.67 |  | 1072
42320113 | Glendower Formation | 1974-07-26 | -25.74 |  | 1072
42320113 | Glendower Formation | 1975-01-30 | -25.76 |  | 1072
42320113 | Glendower Formation | 1975-06-05 | -25.85 |  | 1072
42320113 | Glendower Formation | 1975-10-29 | -25.69 |  | 1072
42320113 | Glendower Formation | 1976-05-19 | -25.66 |  | 1072
42320113 | Glendower Formation | 1976-09-21 | -25.76 |  | 1072
42320113 | Glendower Formation | 1977-05-05 | -25.8 |  | 1072
42320113 | Glendower Formation | 1977-10-21 | -25.78 |  | 1072
42320113 | Glendower Formation | 1978-04-14 | -25.7 |  | 1072
42320113 | Glendower Formation | 1978-09-22 | -25.75 |  | 1072
42320113 | Glendower Formation | 1979-04-03 | -25.64 |  | 1072
42320113 | Glendower Formation | 1979-09-21 | -25.68 |  | 1072
42320113 | Glendower Formation | 1980-03-19 | -25.75 |  | 1072
42320113 | Glendower Formation | 1980-09-04 | -25.75 |  | 1072
42320113 | Glendower Formation | 1981-03-06 | -25.63 |  | 1072
42320113 | Glendower Formation | 1984-07-07 | -25.61 |  | 1072
42320113 | Glendower Formation | 1987-07-17 | -25.69 |  | 1072
42320114 | Glendower Formation | 1971-09-10 | -19.8 |  | 1072
42320114 | Glendower Formation | 1971-10-22 | -19.69 |  | 1072
42320114 | Glendower Formation | 1972-01-25 | -19.5 |  | 1072
42320114 | Glendower Formation | 1972-05-02 | -19.68 |  | 1072
42320114 | Glendower Formation | 1972-08-28 | -19.73 |  | 1072
42320114 | Glendower Formation | 1972-12-05 | -19.49 |  | 1072
42320114 | Glendower Formation | 1973-06-07 | -19.47 |  | 1072
42320114 | Glendower Formation | 1973-10-05 | -19.51 |  | 1072
42320114 | Glendower Formation | 1974-03-07 | -19.57 |  | 1072
42320114 | Glendower Formation | 1974-07-26 | -19.56 |  | 1072
42320114 | Glendower Formation | 1975-01-30 | -19.6 |  | 1072
42320114 | Glendower Formation | 1975-06-05 | -19.72 |  | 1072
42320114 | Glendower Formation | 1975-10-29 | -19.58 |  | 1072
42320114 | Glendower Formation | 1976-05-19 | -19.45 |  | 1072
42320114 | Glendower Formation | 1976-09-21 | -19.59 |  | 1072
42320114 | Glendower Formation | 1977-05-05 | -19.59 |  | 1072
42320114 | Glendower Formation | 1977-10-21 | -19.64 |  | 1072
42320114 | Glendower Formation | 1978-04-14 | -19.54 |  | 1072
42320114 | Glendower Formation | 1978-09-22 | -19.6 |  | 1072
42320114 | Glendower Formation | 1979-04-03 | -19.48 |  | 1072
42320114 | Glendower Formation | 1979-09-21 | -19.55 |  | 1072
42320114 | Glendower Formation | 1980-03-19 | -19.58 |  | 1072
42320114 | Glendower Formation | 1980-09-04 | -19.59 |  | 1072
42320114 | Glendower Formation | 1981-03-06 | -19.57 |  | 1072
42320114 | Glendower Formation | 1984-07-07 | -19.54 |  | 1072
42320114 | Glendower Formation | 1987-07-17 | -19.55 |  | 1072
42320115 | Glendower Formation | 1971-09-15 | -20.7 |  | 1072
42320115 | Glendower Formation | 1971-10-22 | -81.47 |  | 1072
42320115 | Glendower Formation | 1972-01-25 | -20.41 |  | 1072
42320115 | Glendower Formation | 1972-05-02 | -20.47 |  | 1072
42320115 | Glendower Formation | 1972-08-28 | -20.48 |  | 1072
42320115 | Glendower Formation | 1972-12-05 | -20.46 |  | 1072
42320115 | Glendower Formation | 1973-06-07 | -20.38 |  | 1072
42320115 | Glendower Formation | 1973-10-05 | -20.64 |  | 1072
42320115 | Glendower Formation | 1974-03-07 | -20.8 |  | 1072
42320115 | Glendower Formation | 1974-07-26 | -21.16 |  | 1072
42320115 | Glendower Formation | 1975-01-30 | -20.97 |  | 1072
42320115 | Glendower Formation | 1975-06-05 | -21.6 |  | 1072
42320115 | Glendower Formation | 1975-10-29 | -21.45 |  | 1072
42320115 | Glendower Formation | 1976-05-19 | -21.12 |  | 1072
42320115 | Glendower Formation | 1976-09-21 | -21.4 |  | 1072
42320115 | Glendower Formation | 1977-05-05 | -20.76 |  | 1072
42320115 | Glendower Formation | 1977-10-21 | -21.32 |  | 1072
42320115 | Glendower Formation | 1978-04-14 | -21.46 |  | 1072
42320115 | Glendower Formation | 1978-09-22 | -21.11 |  | 1072
42320115 | Glendower Formation | 1979-04-03 | -20.78 |  | 1072
42320115 | Glendower Formation | 1979-09-21 | -21.33 |  | 1072
42320115 | Glendower Formation | 1980-03-19 | -21 |  | 1072
42320115 | Glendower Formation | 1980-09-04 | -20.75 |  | 1072
42320115 | Glendower Formation | 1981-03-06 | -20.94 |  | 1072
42320115 | Glendower Formation | 1984-07-07 | -20.68 |  | 1072
42320115 | Glendower Formation | 1987-07-17 | -20.65 |  | 1072
42320116 | Glendower Formation | 1971-11-19 | -20.1 |  | 1072
42320117 | Glendower Formation | 1972-02-17 | -20.5 |  | 1072
42320119 | Glendower Formation | 1971-09-06 | -20 |  | 1072
42320119 | Glendower Formation | 1971-10-22 | -19.75 |  | 1072
42320119 | Glendower Formation | 1972-01-25 | -19.69 |  | 1072
42320119 | Glendower Formation | 1972-05-02 | -19.84 |  | 1072
42320119 | Glendower Formation | 1972-08-28 | -19.8 |  | 1072
42320119 | Glendower Formation | 1972-12-05 | -19.66 |  | 1072
42320119 | Glendower Formation | 1973-03-06 | -19.58 |  | 1072
42320119 | Glendower Formation | 1973-06-07 | -19.51 |  | 1072
42320119 | Glendower Formation | 1973-10-05 | -19.69 |  | 1072
42320119 | Glendower Formation | 1974-03-07 | -19.71 |  | 1072
42320119 | Glendower Formation | 1974-07-26 | -19.73 |  | 1072
42320119 | Glendower Formation | 1975-01-30 | -19.78 |  | 1072
42320119 | Glendower Formation | 1975-06-05 | -19.87 |  | 1072
42320119 | Glendower Formation | 1975-10-29 | -19.73 |  | 1072
42320119 | Glendower Formation | 1976-02-06 | -19.52 |  | 1072
42320119 | Glendower Formation | 1976-05-19 | -19.6 |  | 1072
42320119 | Glendower Formation | 1976-09-21 | -19.7 |  | 1072
42320119 | Glendower Formation | 1977-05-05 | -19.7 |  | 1072
42320119 | Glendower Formation | 1977-10-21 | -19.72 |  | 1072
42320119 | Glendower Formation | 1978-04-14 | -19.7 |  | 1072
42320119 | Glendower Formation | 1978-09-22 | -19.67 |  | 1072
42320119 | Glendower Formation | 1979-04-03 | -19.59 |  | 1072
42320119 | Glendower Formation | 1979-09-21 | -19.68 |  | 1072
42320119 | Glendower Formation | 1980-03-19 | -19.7 |  | 1072
42320119 | Glendower Formation | 1980-09-04 | -19.76 |  | 1072
42320119 | Glendower Formation | 1981-03-06 | -19.7 |  | 1072
42320119 | Glendower Formation | 1984-07-07 | -19.68 |  | 1072
42320119 | Glendower Formation | 1987-07-17 | -19.73 |  | 1072
42320120 | Glendower Formation | 1971-09-08 | -20.4 |  | 1072
42320120 | Glendower Formation | 1971-10-22 | -19.98 |  | 1072
42320120 | Glendower Formation | 1972-01-25 | -19.88 |  | 1072
42320120 | Glendower Formation | 1972-05-02 | -20 |  | 1072
42320120 | Glendower Formation | 1972-08-28 | -20 |  | 1072
42320120 | Glendower Formation | 1972-12-05 | -19.87 |  | 1072
42320120 | Glendower Formation | 1973-03-06 | -19.75 |  | 1072
42320120 | Glendower Formation | 1973-06-07 | -19.71 |  | 1072
42320120 | Glendower Formation | 1973-10-05 | -19.91 |  | 1072
42320120 | Glendower Formation | 1974-03-07 | -19.96 |  | 1072
42320120 | Glendower Formation | 1974-07-26 | -19.98 |  | 1072
42320120 | Glendower Formation | 1975-01-30 | -19.91 |  | 1072
42320120 | Glendower Formation | 1975-06-05 | -20.09 |  | 1072
42320120 | Glendower Formation | 1975-10-29 | -19.97 |  | 1072
42320120 | Glendower Formation | 1976-02-06 | -19.72 |  | 1072
42320120 | Glendower Formation | 1976-05-19 | -19.79 |  | 1072
42320120 | Glendower Formation | 1976-09-21 | -19.92 |  | 1072
42320120 | Glendower Formation | 1977-05-05 | -19.87 |  | 1072
42320120 | Glendower Formation | 1977-10-21 | -19.96 |  | 1072
42320120 | Glendower Formation | 1978-04-14 | -19.89 |  | 1072
42320120 | Glendower Formation | 1978-09-22 | -19.82 |  | 1072
42320120 | Glendower Formation | 1979-04-03 | -19.83 |  | 1072
42320120 | Glendower Formation | 1979-09-21 | -20.22 |  | 1072
42320120 | Glendower Formation | 1980-03-19 | -19.99 |  | 1072
42320120 | Glendower Formation | 1980-09-04 | -20 |  | 1072
42320120 | Glendower Formation | 1981-03-06 | -19.94 |  | 1072
42320120 | Glendower Formation | 1984-07-07 | -19.92 |  | 1072
42320120 | Glendower Formation | 1987-07-17 | -19.97 |  | 1072
3391 | Winton Formation | 1918-01-01 | -59.4 |  | 1090
3392 | Mackunda Formation | 1919-01-01 | -50.9 |  | 1090
3393 | Mackunda Formation | 1920-01-01 | -57 |  | 1090
3395 | Winton Formation | 1937-05-10 | -31.1 |  | 1090
3396 | Mackunda Formation | 1937-05-10 | -73.2 |  | 1090
3397 | Winton Formation | 1937-05-10 | -72.2 |  | 1090
3398 | Winton Formation | 1937-05-10 | -48.8 |  | 1090
3399 | Winton Formation | 1923-01-01 | -54.9 |  | 1090
3400 | Mackunda Formation | 1922-08-02 | -42.36 |  | 1090
4494 | Mackunda Formation | 1919-01-01 | -73.2 |  | 1090
4499 | Mackunda Formation | 1937-04-05 | -33.5 |  | 1090
4500 | Mackunda Formation | 1922-01-01 | -27.4 |  | 1090
4501 | Winton Formation | 1941-10-11 | -56.4 |  | 1090
4502 | Winton Formation | 1918-01-01 | -36.58 |  | 1090
4502 | Winton Formation | 1969-09-09 | -42.67 |  | 1090
4503 | Winton Formation | 1919-01-01 | -76.2 |  | 1090
4504 | Winton Formation | 1919-01-01 | -76.2 |  | 1090
4504 | Winton Formation | 1969-01-01 | -79.25 |  | 1090
5546 | Winton Formation | 1924-01-01 | -48.4 |  | 1090
5547 | Unknown | 1925-01-01 | -68.3 |  | 1090
5591 | Winton Formation | 1927-01-01 | -91.5 |  | 1090
5748 | Winton Formation | 1937-05-10 | -47.2 |  | 1090
8011 | Winton Formation | 1940-07-21 | -48.8 |  | 1090
10194 | Unknown | 1919-01-01 | -97.6 |  | 1090
10550 | Winton Formation | 1946-01-19 | -33.53 |  | 1090
10633 | Winton Formation | 1946-03-29 | -54.86 |  | 1090
11266 | Winton Formation | 1948-10-16 | -27.43 |  | 1090
11638 | Winton Formation | 1950-08-28 | -12.2 |  | 1090
11642 | Winton Formation | 1950-09-18 | -40.5 |  | 1090
12237 | Winton Formation | 1953-06-12 | -34.1 |  | 1090
12290 | Winton Formation | 1953-08-14 | -47.8 |  | 1090
12498 | Winton Formation | 1953-10-05 | -25.9 |  | 1090
12499 | Winton Formation | 1953-10-31 | -34.7 |  | 1090
12500 | Winton Formation | 1953-12-16 | -6.1 |  | 1090
12501 | Winton Formation | 1954-05-01 | -25.6 |  | 1090
12548 | Winton Formation | 1954-06-26 | -41.1 |  | 1090
12638 | Winton Formation | 1954-09-11 | -70.7 |  | 1090
12681 | Winton Formation | 1954-11-07 | -62.2 |  | 1090
13301 | Winton Formation | 1957-03-10 | -17.3 |  | 1090
13313 | Winton Formation | 1957-06-06 | -138.7 |  | 1090
13511 | Unknown | 1958-04-02 | -43.89 |  | 1090
13617 | Winton Formation | 1958-05-31 | -9.1 |  | 1090
13777 | Mackunda Formation | 1958-02-28 | -50.29 |  | 1090
13874 | Winton Formation | 1959-06-08 | -30.48 |  | 1090
22786 | Clematis Sandstone | 1972-11-01 | -24.38 |  | 1090
26166 | Unknown | 1966-10-15 | -48 |  | 1090
50095 | Winton Formation | 1977-06-30 | -22.3 |  | 1090
51407 | Winton Formation | 1981-01-09 | -69 |  | 1090
51407 | Winton Formation | 1988-06-28 | -54.86 |  | 1090
69454 | Unknown | 1989-04-17 | -45.5 |  | 1090
69532 | Winton Formation | 1988-08-10 | -54.86 |  | 1090
69557 | Mackunda Formation | 1989-01-12 | -21.34 |  | 1090
49 | Unknown | 1926-01-01 | -12.2
49 | Unknown | 1987-10-28 | -7.1
99 | Unknown | 1983-06-06 | 2.24
155 | Hooray Sandstone | 1972-02-05 | 36.6
166 | Gilbert River Formation | 1912-08-05 | 6
389 | Gilbert River Formation | 1941-03-15 | 46.55
389 | Gilbert River Formation | 1974-11-21 | 45.75
389 | Gilbert River Formation | 1980-05-09 | 44
391 | Gilbert River Formation | 1969-03-13 | 25.88
1018 | Unknown | 1906-01-01 | -0.91
1018 | Unknown | 1920-01-05 | -16
1022 | Unknown | 1920-01-22 | -3.65
1026 | Ronlow Beds | 1965-08-03 | -0.91
1028 | Unknown | 1948-06-30 | -1.52
1028 | Unknown | 1950-07-04 | -2.13
1028 | Unknown | 1954-07-01 | -1.52
1028 | Unknown | 1965-07-04 | -2.43
1030 | Unknown | 1965-08-04 | -0.6
1031 | Unknown | 1920-01-13 | -4.57
1031 | Unknown | 1939-05-23 | -2.13
1031 | Unknown | 1965-07-11 | -8.22
1311 | Mackunda Formation | 1914-01-01 | -34.14
1312 | Mackunda Formation | 1915-03-06 | -36.58
1317 | Mackunda Formation | 1921-01-01 | -4.57
1506 | Winton Formation | 1911-01-01 | -33.5
1507 | Winton Formation | 1911-01-01 | -20.7
1513 | Winton Formation | 1912-01-01 | -23.1
1517 | Winton Formation | 1913-01-01 | -30.5
1519 | Winton Formation | 1982-12-08 | -54.8
1634 | Wallumbilla Formation | 1913-08-13 | -7.32
1634 | Wallumbilla Formation | 1937-03-28 | -12.19
1634 | Wallumbilla Formation | 1960-01-18 | -13.11
1638 | Ronlow Beds | 1965-03-31 | -0.33
1638 | Ronlow Beds | 1967-07-13 | -0.91
1638 | Ronlow Beds | 1968-03-12 | -1.07
1638 | Ronlow Beds | 1970-10-28 | -1.22
1638 | Ronlow Beds | 1971-09-24 | -2.44
1639 | Unknown | 2004-02-17 | -1.67
1751 | Hooray Sandstone | 1/01/1892 | -10.3
1752 | Precipice Sandstone | 1916-03-07 | -2.13
1752 | Precipice Sandstone | 1939-01-25 | -10.97
1753 | Precipice Sandstone | 1916-03-03 | -28.43
1753 | Precipice Sandstone | 1939-01-25 | -45.72
1753 | Precipice Sandstone | 1971-11-09 | -39.1
1753 | Precipice Sandstone | 31/08/1876 | -41.4
1758 | Doncaster Member | 1923-01-01 | -48.8
1761 | Coreena Member | 1908-01-01 | -7.6
1762 | Wallumbilla Formation | 1908-01-01 | -21.3
1765 | Wallumbilla Formation | 1937-08-01 | -12.2
1766 | Unknown | 1909-01-01 | -11.5
1767 | Hooray Sandstone | 1914-01-01 | -25
1768 | Doncaster Member | 1937-05-01 | -56.1
1769 | Cadna-Owie Formform | 1915-01-01 | -40.8
1773 | Hooray Sandstone | 1916-01-01 | -137.2
1773 | Hooray Sandstone | 1989-01-27 | -136.7
1789 | Unknown | 1909-01-01 | -7.9
1846 | Unknown | 1913-11-15 | -16.15
1846 | Unknown | 1/01/1899 | -1.22
1855 | Unknown | 1899-12-31 | -9.4
1861 | Unknown | 1/01/1890 | 30.8
1867 | Hooray Sandstone | 1/01/1893 | 43.6
1875 | Unknown | 1913-05-01 | 24.4
1880 | Unknown | 1919-01-01 | 22.8
1975 | Hutton Sandstone | 1911-01-01 | -14.63
1975 | Hutton Sandstone | 1937-04-22 | -14.6
1976 | Adori Sandstone | 1937-04-22 | -67.1
1980 | Unknown | 1910-01-01 | -42.67
1980 | Unknown | 1937-03-18 | -49.7
1987 | Hooray Sandstone | 1916-01-01 | -24.4
2071 | Hooray Sandstone | 1985-03-19 | 43.21
2074 | Unknown | 1916-01-01 | -36.6
2205 | Unknown | 1913-01-01 | -7.3
2208 | Unknown | 1915-01-01 | -11.2
2209 | Ronlow Beds | 1915-01-01 | -54.86
2210 | Unknown | 1970-04-24 | -18.3
2211 | Unknown | 1970-04-24 | -46.6
2212 | Unknown | 1917-01-01 | -61
2240 | Winton Formation | 1912-01-01 | -37.5
2249 | Unknown | 1925-01-01 | -48.8
2660 | Injune Creek Group | 1/01/1899 | -15.8
2661 | Injune Creek Group | 1/01/1899 | -31.7
2662 | Unknown | 1920-01-01 | -17.9
2663 | Injune Creek Group | 1920-01-01 | -17
2665 | Hutton Sandstone | 1917-03-24 | -0.91
2666 | Hutton Sandstone | 1910-01-01 | -21.3
2668 | Hooray Sandstone | 1912-01-01 | -6.1
2669 | Injune Creek Group | 1913-01-01 | -18.3
2670 | Adori Sandstone | 1903-01-01 | 0
2670 | Adori Sandstone | 1937-05-23 | -13.72
2670 | Adori Sandstone | 1992-12-23 | -24.38
2671 | Hooray Sandstone | 1908-01-01 | 0
2671 | Hooray Sandstone | 1937-10-06 | -12.8
2672 | Hooray Sandstone | 1913-01-01 | -20.7
2673 | Wallumbilla Formation | 1937-05-20 | -4.2
2675 | Wyandra Sandstone Member | 1937-05-23 | -6.4
2676 | Hooray Sandstone | 1937-05-20 | -9.1
2945 | Unknown | 1919-01-01 | -20.7
2946 | Unknown | 1919-01-01 | -31.1
2947 | Unknown | 1920-01-01 | -42.7
3108 | Unknown | 1944-03-03 | -84.1
3110 | Unknown | 1927-03-24 | -36.4
3259 | Unknown | 1921-04-25 | -8.8
3261 | Unknown | 1928-10-20 | -15.2
3272 | Unknown | 1982-02-20 | 10.52
3274 | Hutton Sandstone | 1978-04-15 | 3.51
3279 | Ronlow Beds | 1937-03-13 | -36.6
3321 | Unknown | 1913-01-01 | -61.6
3606 | Unknown | 1916-01-01 | -6.7
4215 | Gilbert River Formation | 1969-01-17 | -10.6
4217 | Gilbert River Formation | 1920-01-17 | 11
4220 | Unknown | 1920-09-04 | 24.2
4228 | Gilbert River Formation | 1969-01-29 | -6.1
4242 | Unknown | 1913-12-24 | -21.34
4242 | Unknown | 1/01/1898 | -10.9
4368 | Hutton Sandstone | 1923-11-20 | 30.5
4973 | Unknown | 1970-10-16 | 11.6
4994 | Adori Sandstone | 1937-05-01 | -18.3
5434 | Unknown | 1969-01-15 | -12.2
5578 | Unknown | 1920-01-01 | -97.6
5604 | Unknown | 1936-01-01 | -0.6
5605 | Unknown | 1934-01-01 | -11.5
5692 | Unknown | 1935-01-01 | -30.5
5742 | Wyandra Sandstone Member | 1926-01-01 | -26.8
5743 | Doncaster Member | 1915-10-01 | -49.4
5744 | Doncaster Member | 1916-01-01 | -26.8
5745 | Westbourne Formation | 1927-04-01 | -21.9
5890 | Ronlow Beds | 1970-03-25 | -109.1
5954 | Wyandra Sandstone Member | 1937-01-01 | -32.3
6086 | Wyandra Sandstone Member | 1937-05-01 | -15.2
6087 | Wyandra Sandstone Member | 1937-05-01 | -15.2
6087 | Wyandra Sandstone Member | 1976-10-12 | -14.43
6088 | Adori Sandstone | 1937-05-01 | -37.8
6387 | Unknown | 1950-09-08 | -45.7
6424 | Unknown | 1935-05-01 | -61
6768 | Winton Formation | 1938-01-01 | -64
6877 | Unknown | 1938-07-20 | -36.6
7122 | Gilbert River Formation | 1939-04-14 | 27.4
7251 | Winton Formation | 1931-01-01 | -57.3
7309 | Unknown | 1954-08-18 | -54.9
7353 | Unknown | 1934-01-01 | -28.9
7359 | Gilbert River Formation | 1939-01-01 | 1
7386 | Unknown | 1903-01-01 | -54.86
7387 | Unknown | 1932-01-01 | -54.86
7394 | Unknown | 1939-01-01 | -6.7
7397 | Winton Formation | 1939-01-01 | -8.5
7472 | Unknown | 1938-01-01 | -0.6
7669 | Unknown | 1925-01-01 | -48.8
7675 | Ronlow Beds | 1941-04-17 | -3.96
7686 | Unknown | 1940-05-08 | 23.9
7894 | Unknown | 1940-02-02 | -49.98
7926 | Unknown | 1940-01-01 | -24.4
7926 | Unknown | 1966-04-20 | -25.15
8001 | Unknown | 1927-01-01 | -4.8
8038 | Rolling Downs Group | 1940-06-18 | -32
8173 | Unknown | 1940-01-01 | -9.1
8490 | Clematis Sandstone | 1938-10-19 | -45.72
8495 | Hutton Sandstone | 1935-03-30 | -39.62
8495 | Hutton Sandstone | 1935-03-30 | -39.6
8496 | Clematis Sandstone | 1935-01-10 | -62.48
8498 | Clematis Sandstone | 1938-03-09 | -15.2
8552 | Unknown | 1936-01-01 | -0.9
8552 | Unknown | 1971-10-01 | -4.11
8997 | Unknown | 1941-11-05 | -0.45
9268 | Westbourne Formation | 1943-03-15 | -30.5
9269 | Westbourne Formation | 1943-03-15 | -53.3
9270 | Westbourne Formation | 1943-03-15 | -61
9271 | Birkhead Formation | 1937-01-01 | -61
9308 | Unknown | 1928-01-01 | -36.6
9310 | Unknown | 1928-01-01 | -36.6
9776 | Unknown | 1983-12-10 | -42.67
9783 | Unknown | 1944-03-22 | -3.66
9784 | Peawaddy Formation | 1934-02-01 | -100.6
9785 | Colinlea Sandstone | 1934-01-01 | -90.8
9786 | Blackwater Group | 1934-10-01 | -45.7
9787 | Peawaddy Formation | 1934-11-01 | -45.7
9788 | Blackwater Group | 1934-11-01 | -12.2
9789 | Peawaddy Formation | 1939-05-14 | -45.7
9790 | Peawaddy Formation | 1934-11-01 | -27.4
9792 | Joe Joe Group | 1939-07-10 | -13.7
9793 | Colinlea Sandstone | 1939-08-16 | -58.5
9856 | Unknown | 1944-04-21 | -69.2
9986 | Wyandra Sandstone Member | 1944-01-01 | -50.6
9987 | Wyandra Sandstone Member | 1944-01-01 | -56.1
10266 | Hutton Sandstone | 1945-03-02 | -112.17
10267 | Boxvale Sandstome Member | 1944-11-20 | -45.72
10267 | Boxvale Sandstome Member | 1944-11-20 | -45.7
10551 | Unknown | 1945-11-16 | -6.4
10572 | Winton Formation | 1945-12-22 | -9.14
10711 | Winton Formation | 1946-01-01 | -42.7
10713 | Unknown | 1946-12-07 | -3.6
10775 | Wallumbilla Formation | 1946-10-17 | -16.7
10831 | Unknown | 1947-05-18 | 8.8
10937 | Ronlow Beds | 1947-08-21 | 10.9
10949 | Unknown | 1949-07-15 | -88.4
10974 | Adori Sandstone | 1947-10-25 | -25.33
11066 | Coreena Member | 1948-02-14 | -15.2
11142 | Unknown | 1964-04-10 | 13.3
11166 | Coreena Member | 1948-04-22 | -12.2
11321 | Hutton Sandstone | 1949-03-05 | -48.77
11341 | Wyandra Sandstone Member | 1949-04-12 | -24.38
11371 | Hutton Sandstone | 1950-02-26 | -41.7
11380 | Wyandra Sandstone Member | 1949-07-03 | -11.89
11400 | Gilbert River Formation | 1950-01-01 | 18.3
11561 | Adori Sandstone | 1950-06-03 | -15.2
11658 | Cadna-Owie Formform | 1951-01-20 | -3.05
11728 | Unknown | 2005-03-21 | -21.96
11731 | Gilbert River Formation | 1950-10-09 | -18.29
11748 | Wyandra Sandstone Member | 1951-03-17 | -42.7
11791 | Hutton Sandstone | 1951-04-30 | -83.5
11997 | Winton Formation | 1952-05-19 | -51.51
12014 | Winton Formation | 1952-01-01 | -33.5
12057 | Wyandra Sandstone Member | 1952-09-18 | -41.1
12112 | Winton Formation | 1952-10-12 | -33.5
12135 | Unknown | 1953-05-30 | -25.91
12160 | Tertiary | 1952-12-04 | -44.5
12181 | Tertiary | 1952-01-01 | -40.23
12254 | Tertiary | 1953-01-20 | -40.5
12374 | Unknown | 1953-08-16 | -38.1
12434 | Unknown | 1971-07-20 | -20.03
12439 | Unknown | 1953-01-01 | -27.43
12457 | Mackunda Formation | 1953-07-25 | -35.9
12616 | Unknown | 1952-09-15 | -28.96
12744 | Wyandra Sandstone Member | 1954-11-18 | -48.8
12746 | Gilbert River Formation | 1969-01-18 | 7.7
12942 | Ronlow Beds | 1955-05-17 | -29.5
12943 | Injune Creek Group | 1955-05-14 | -1.8
13091 | Mackunda Formation | 1955-02-20 | -42.67
13137 | Unknown | 1956-03-23 | -29.26
13138 | Unknown | 1956-04-08 | -34.13
13190 | Hutton Sandstone | 1956-01-01 | -30.5
13198 | Winton Formation | 1956-01-01 | -18.3
13202 | Unknown | 1956-12-29 | 19.7
13208 | Birkhead Formation | 1955-12-16 | -146
13269 | Injune Creek Group | 1956-01-01 | -35
13270 | Injune Creek Group | 1956-06-01 | -33.5
13334 | Wallumbilla Formation | 1956-10-10 | -10.67
13343 | Unknown | 1957-09-03 | -1.8
13399 | Winton Formation | 1957-09-24 | -94.5
13400 | Unknown | 1969-01-11 | -12.19
13433 | Unknown | 1957-10-12 | -6.7
13451 | Unknown | 1957-10-15 | -6.1
13452 | Winton Formation | 1957-10-26 | -9.1
13698 | Hooray Sandstone | 1958-08-19 | -50.3
13776 | Hutton Sandstone | 1958-10-29 | -28.6
13830 | Hooray Sandstone | 1958-09-04 | 6.3
13852 | Unknown | 1959-04-01 | -61
13901 | Unknown | 1959-06-24 | -26.5
13905 | Hooray Sandstone | 1959-01-08 | -122
13982 | Winton Formation | 1959-07-17 | -14
13983 | Winton Formation | 1959-07-26 | -14.6
13984 | Winton Formation | 1959-05-14 | -25.9
13985 | Gilbert River Formation | 1959-10-02 | 15.8
13993 | Mackunda Formation | 1957-04-04 | -22.86
13994 | Mackunda Formation | 1955-08-23 | -41.15
13998 | Mackunda Formation | 1957-08-25 | -28.96
14069 | Unknown | 1960-01-16 | -106.1
14074 | Winton Formation | 1959-10-31 | -25.9
14164 | Hooray Sandstone | 1960-06-02 | 27.4
14266 | Hooray Sandstone | 1961-05-08 | 27.8
14309 | Hutton Sandstone | 1960-02-26 | -25.6
14317 | Unknown | 1960-08-24 | -37.19
14438 | Unknown | 1960-07-13 | -12.2
14439 | Winton Formation | 1960-07-03 | -12.2
14441 | Winton Formation | 1960-08-04 | -10.6
14464 | Unknown | 1960-06-24 | -9.14
14464 | Unknown | 1960-11-01 | -10.05
14602 | Unknown | 1961-04-08 | -45.7
14959 | Wallumbilla Formation | 1961-06-28 | -1.83
15003 | Unknown | 1961-12-06 | -9.1
15006 | Winton Formation | 1962-10-12 | -28.9
15030 | Unknown | 1962-03-06 | -34.75
15176 | Hooray Sandstone | 1962-06-26 | 13
15243 | Unknown | 1963-09-01 | 30.99
15285 | Unknown | 1968-12-18 | 2.6
15288 | Unknown | 1962-06-29 | -13.41
15381 | Hooray Sandstone | 1962-10-16 | 5.6
15387 | Unknown | 1962-08-08 | -7.92
15411 | Wyandra Sandstone Member | 1992-12-23 | -21.34
15415 | Unknown | 1963-03-08 | -146.9
15461 | Wyandra Sandstone Member | 1962-11-02 | -18.3
15461 | Wyandra Sandstone Member | 1992-12-23 | -28.96
15534 | Adori Sandstone | 1963-03-09 | -24.4
15537 | Unknown | 1963-06-20 | 11.9
15539 | Hooray Sandstone | 1963-06-06 | -18.2
15600 | Basalt | 1963-08-11 | -6.7
15644 | Clematis Sandstone | 1963-07-31 | -51.8
15645 | Clematis Sandstone | 1963-09-24 | -41.1
15721 | Gilbert River Formation | 1964-03-03 | 9.1
15798 | Clematis Sandstone | 1964-02-14 | -44.2
15865 | Unknown | 1964-06-10 | -2.44
15887 | Unknown | 1964-08-03 | 10.2
15971 | Alluvium | 1957-12-01 | -6.1
16096 | Hooray Sandstone | 1964-09-01 | -62.5
16167 | Wyandra Sandstone Member | 1992-12-23 | -30.48
16172 | Unknown | 1965-01-16 | -13.72
16207 | Hooray Sandstone | 1965-03-26 | -18.29
16207 | Hooray Sandstone | 1992-12-23 | -24.38
16236 | Hutton Sandstone | 1965-04-13 | -70.1
16238 | Gilbert River Formation | 1969-01-29 | -9.1
16255 | Wallumbilla Formation | 1965-04-19 | -2.44
16587 | Wallumbilla Formation | 1965-12-02 | -9.4
16682 | Hooray Sandstone | 1966-03-03 | -15.5
16718 | Gilbert River Formation | 1966-05-27 | -11.58
16839 | Unknown | 1966-06-30 | -97.54
16999 | Gilbert River Formation | 1966-09-13 | -11.28
17046 | Unknown | 1966-09-18 | -4.27
17273 | Unknown | 1969-03-21 | 13.7
17562 | Hutton Sandstone | 1967-08-15 | 10.7
18064 | Unknown | 1968-08-24 | -27.43
18064 | Unknown | 1983-06-24 | -27.43
18149 | Unknown | 1966-01-01 | -63.4
18176 | Unknown | 1968-11-12 | -6.1
26501 | Coreena Member | 1954-08-01 | -17.9
30829 | Hooray Sandstone | 1970-03-14 | 27.4
30980 | Hutton Sandstone | 1969-10-23 | 40.8
30980 | Hutton Sandstone | 1982-08-14 | 39.63
31104 | Unknown | 1969-01-15 | -24.4
31109 | Wallumbilla Formation | 1971-11-03 | 8.8
31394 | Unknown | 1969-01-10 | -6.1
32281 | Clematis Sandstone | 1969-08-05 | -32.6
32495 | Hutton Sandstone | 1969-01-01 | -88.4
32657 | Unknown | 1969-08-09 | -29.2
33213 | Hutton Sandstone | 1969-08-21 | -152.5
33409 | Peawaddy Formation | 1978-12-07 | -36.6
34254 | Unknown | 1969-01-01 | -24.99
34327 | Unknown | 1969-07-27 | -29.2
34345 | Hooray Sandstone | 1969-12-07 | -28
34346 | Wyandra Sandstone Member | 1970-03-24 | -12.8
34499 | Moolayember Formation | 1969-12-17 | -87.2
34546 | Adori Sandstone | 1969-11-21 | -37.49
34547 | Hutton Sandstone | 1969-11-25 | -42.37
34548 | Adori Sandstone | 1969-11-23 | -27.43
34800 | Hooray Sandstone | 1970-06-20 | -11.5
36147 | Basalt | 1970-09-12 | -28.04
36150 | Basalt | 1970-09-04 | -30.48
36638 | Unknown | 1971-01-19 | -33.5
36640 | Unknown | 1971-01-19 | -25
36792 | Unknown | 1971-01-23 | -15.5
36793 | Unknown | 1971-01-23 | -4.5
36797 | Unknown | 1971-01-24 | -3.6
36822 | Unknown | 1971-01-20 | -13.7
36823 | Unknown | 1971-01-20 | -28.9
36830 | Unknown | 1971-01-20 | -15.2
36831 | Unknown | 1971-01-20 | -19.8
36832 | Unknown | 1971-01-21 | -18.3
36834 | Unknown | 1971-01-22 | -23.2
37080 | Unknown | 1971-03-29 | -34.4
37082 | Unknown | 1971-04-22 | -35.9
38080 | Unknown | 1899-12-31 | -9.14
38129 | Unknown | 1963-11-01 | -19.8
38130 | Unknown | 1940-10-01 | -22.8
38197 | Hutton Sandstone | 1972-05-28 | -122.3
38528 | Precipice Sandstone | 1972-08-01 | -18.3
39481 | Unknown | 1974-09-05 | -24.4
39483 | Alluvium | 1974-09-06 | -0.1
43120 | Unknown | 1973-01-02 | -10.36
43742 | Gilbert River Formation | 1973-06-11 | -13.11
44022 | Unknown | 1946-01-01 | -36.57
47120 | Clematis Sandstone | 1974-10-22 | -62.48
50186 | Birkhead Formation | 1934-01-01 | -70.1
50474 | Hutton Sandstone | 1985-04-01 | -57.91
50584 | Hutton Sandstone | 1987-06-30 | -63
50588 | Birkhead Formation | 1987-08-28 | -44.2
50709 | Hutton Sandstone | 1990-11-15 | -98.75
50744 | Hutton Sandstone | 1992-09-30 | -132.5
51022 | Basalt | 1971-08-10 | -51.2
51054 | Clematis Sandstone | 1931-01-01 | -118.9
51063 | Clematis Sandstone | 1965-03-21 | -75.6
51121 | Unknown | 1968-08-08 | -17
51154 | Winton Formation | 1968-02-02 | -18.3
51178 | Winton Formation | 1978-06-08 | -17.6
51179 | Winton Formation | 1979-06-06 | -14.3
51187 | Unknown | 1979-08-29 | -6.71
51257 | Unknown | 1979-03-09 | 18.9
51267 | Unknown | 1979-12-19 | 6.5
51311 | Unknown | 1979-08-08 | -24.4
51315 | Ducabrook Formation | 1979-11-18 | -9
51316 | Unknown | 1979-11-01 | -18
51326 | Unknown | 1922-10-17 | -45.7
51422 | Unknown | 1980-07-18 | 2.8
51602 | Unknown | 1984-05-22 | -21
51658 | Hooray Sandstone | 1982-09-26 | -1
51667 | Coreena Member | 1982-11-04 | -13.8
51779 | Unknown | 1983-07-25 | 18.28
51779 | Unknown | 1983-07-27 | 18.79
51826 | Unknown | 1984-10-16 | 32.48
51983 | Hooray Sandstone | 1984-12-19 | -10.7
51986 | Unknown | 1984-11-09 | -21
57382 | Joe Joe Group | 1979-02-14 | -18.3
57383 | Colinlea Sandstone | 1979-02-14 | -27.4
57437 | Unknown | 1979-03-06 | -21.3
62539 | Peawaddy Formation | 1982-12-17 | -90
62556 | Peawaddy Formation | 1982-12-21 | -80
67187 | Peawaddy Formation | 1983-10-28 | -10
69014 | Unknown | 1984-09-12 | -114.5
69065 | Unknown | 1985-02-24 | -27.5
69086 | Unknown | 1985-06-09 | -26.21
69092 | Hutton Sandstone | 1985-07-27 | -5.18
69111 | Unknown | 1985-05-28 | -36
69190 | Hooray Sandstone | 1985-09-13 | 15.32
69217 | Injune Creek Group | 1985-09-10 | -21.34
69236 | Unknown | 1986-01-15 | 33.09
69262 | Unknown | 1985-09-23 | -51.82
69341 | Hooray Sandstone | 1988-03-23 | 10.22
69344 | Moolayember Formation | 1986-06-17 | -100.58
69406 | Unknown | 1986-09-25 | -109.7
69407 | Unknown | 1986-09-30 | -54.9
69434 | Unknown | 1986-12-06 | -14.3
69435 | Unknown | 1986-12-12 | -12.8
69449 | Joe Joe Group | 1989-05-03 | -37.5
69485 | Hutton Sandstone | 1988-05-10 | 2.79
69493 | Unknown | 1987-10-24 | -24.38
69510 | Joe Joe Group | 1988-04-26 | -39
69560 | Joe Joe Group | 1988-08-25 | -19.81
69573 | Hutton Sandstone | 1992-04-27 | 35.5
69576 | Unknown | 1989-03-16 | -27
69696 | Joe Joe Group | 1991-05-07 | -20
69699 | Adori Sandstone | 1991-06-14 | -42.67
69708 | Tertiary | 1991-08-31 | -41.15
69717 | Joe Joe Group | 1991-06-28 | -19
69737 | Injune Creek Group | 1991-12-17 | -15
69743 | Tertiary | 1991-12-10 | -57.5
69744 | Moolayember Formation | 1992-01-07 | -25.91
69745 | Clematis Sandstone | 1992-01-10 | -54.86
69747 | Ducabrook Formation | 1991-08-07 | -8.53
89020 | Colinlea Sandstone | 1991-04-21 | -7
89136 | Joe Joe Group | 1991-11-30 | -6
89140 | Peawaddy Formation | 1991-05-07 | -15
89234 | Unknown | 1991-11-30 | -60
89235 | Unknown | 1991-12-03 | -65.5
89253 | Unknown | 1992-05-26 | -44
89269 | Drummond Group | 1992-05-31 | -45.7
89271 | Drummond Group | 1992-06-06 | -31
89294 | Colinlea Sandstone | 1992-12-06 | -60
89295 | Colinlea Sandstone | 1993-09-11 | -107.29
89353 | Tertiary | 1992-09-16 | -27
89392 | Joe Joe Group | 1993-10-28 | -1
89393 | Joe Joe Group | 1993-12-11 | -20
89423 | Unknown | 1994-11-22 | -45.72
89455 | Peawaddy Formation | 1993-04-26 | -102
89455 | Peawaddy Formation | 1993-04-28 | -102
89456 | Peawaddy Formation | 1993-04-16 | -72
89480 | Clematis Sandstone | 1993-04-25 | -90
89481 | Unknown | 1993-04-23 | -114
90018 | Unknown | 1993-07-31 | -27
90022 | Unknown | 1993-02-11 | -25.9
90025 | Peawaddy Formation | 1993-08-28 | -110
90062 | Tertiary | 1993-09-14 | -41
90085 | Clematis Sandstone | 1993-12-03 | -80.7
90109 | Joe Joe Group | 1993-12-06 | -30
90110 | Joe Joe Group | 1993-11-03 | -15
90111 | Joe Joe Group | 1993-08-25 | -25
90113 | Joe Joe Group | 1993-11-10 | -1
90114 | Joe Joe Group | 1993-08-13 | -11
90118 | Unknown | 1994-02-18 | -62.48
90143 | Unknown | 1994-04-05 | -34
90158 | Peawaddy Formation | 1994-06-06 | -85.34
90172 | Colinlea Sandstone | 1994-09-29 | -38.1
90196 | Unknown | 1994-10-05 | -65.53
90209 | Ducabrook Formation | 1994-10-08 | -10.06
90247 | Unknown | 1994-12-09 | -21.33
93061 | Hooray Sandstone | 1995-12-05 | -28.3
93399 | Unknown | 1997-10-27 | -61.6
93428 | Hutton Sandstone | 1997-11-01 | 10.52
93762 | Unknown | 2001-09-27 | -6
103319 | Colinlea Sandstone | 1999-09-16 | -6
103364 | Moolayember Formation | 2000-09-06 | -45.72
103394 | Rewan Formation | 2000-11-01 | -182
103395 | Blackalley Shale | 2000-11-01 | -102
103405 | Colinlea Sandstone | 2000-11-13 | -68
103407 | Colinlea Sandstone | 2001-01-09 | -21
103421 | Colinlea Sandstone | 2001-04-20 | -60
103443 | Joe Joe Group | 2001-04-28 | -21.34
103479 | Colinlea Sandstone | 1998-05-29 | -15.24
103562 | Clematis Sandstone | 2002-06-27 | -30.2
103563 | Clematis Sandstone | 2002-07-05 | -14.33
103563 | Clematis Sandstone | 2002-08-01 | -14.38
103564 | Clematis Sandstone | 2002-07-02 | -22.5
103564 | Clematis Sandstone | 2002-08-01 | -22.78
103566 | Colinlea Sandstone | 2002-09-04 | -67.6
103802 | Basalt | 2003-09-18 | -39.8
118008 | Ronlow Beds | 2002-09-14 | -1.3
118054 | Gilbert River Formation | 2003-06-23 | 39.27
118709 | Ronlow Beds | 2006-07-14 | -3
12030049 | Alluvium | 1974-10-23 | -7.41
12030049 | Alluvium | 1974-11-12 | -7.41
12030049 | Alluvium | 1975-05-31 | -7.41
12030049 | Alluvium | 1975-09-09 | -7.41
12030049 | Alluvium | 1975-12-18 | -7.41
12030049 | Alluvium | 1978-07-17 | -7.41
12030049 | Alluvium | 1978-11-07 | -7.41
12030049 | Alluvium | 1979-05-21 | -7.41
12030049 | Alluvium | 1979-10-09 | -7.41
12030049 | Alluvium | 1980-02-04 | -7.41
12030049 | Alluvium | 1980-05-19 | -7.41
12030049 | Alluvium | 1980-08-18 | -7.41
12030049 | Alluvium | 1980-11-24 | -7.41
12030049 | Alluvium | 1981-03-16 | -7.41
12030049 | Alluvium | 1981-07-07 | -7.41
12030049 | Alluvium | 1982-04-19 | -7.41
12030049 | Alluvium | 1982-07-19 | -7.41
12030049 | Alluvium | 1982-11-29 | -7.41
12030049 | Alluvium | 1983-02-28 | -7.41
12030049 | Alluvium | 1983-08-08 | -7.41
12030049 | Alluvium | 1983-12-12 | -7.41
12030049 | Alluvium | 1984-03-19 | -7.41
12030049 | Alluvium | 1984-07-09 | -7.41
12030049 | Alluvium | 1984-12-10 | -7.41
12030049 | Alluvium | 1985-05-13 | -7.41
12030049 | Alluvium | 1985-09-16 | -7.41
12030049 | Alluvium | 1986-02-10 | -7.41
12030049 | Alluvium | 1986-07-07 | -7.41
12030051 | Alluvium | 1974-10-23 | -14.01
12030051 | Alluvium | 1974-11-12 | -14.01
12030051 | Alluvium | 1975-05-31 | -14.01
12030051 | Alluvium | 1975-09-09 | -14.01
12030051 | Alluvium | 1975-12-18 | -14.01
12030051 | Alluvium | 1976-03-23 | -14.01
12030051 | Alluvium | 1976-06-29 | -14.01
12030051 | Alluvium | 1976-11-24 | -14.01
12030051 | Alluvium | 1977-08-11 | -14.01
12030051 | Alluvium | 1977-12-14 | -14.01
12030051 | Alluvium | 1978-11-07 | -14.01
12030051 | Alluvium | 1979-05-22 | -14.01
12030051 | Alluvium | 1979-10-09 | -14.01
12030051 | Alluvium | 1980-05-20 | -14.01
12030051 | Alluvium | 1980-08-19 | -14.01
12030051 | Alluvium | 1980-11-25 | -14.01
12030051 | Alluvium | 1981-07-07 | -14.01
12030051 | Alluvium | 1981-10-20 | -14.01
12030051 | Alluvium | 1982-04-20 | -14.01
12030051 | Alluvium | 1982-07-20 | -14.01
12030051 | Alluvium | 1982-11-30 | -14.01
12030051 | Alluvium | 1983-03-01 | -14.01
12030051 | Alluvium | 1983-08-09 | -14.01
12030051 | Alluvium | 1983-12-13 | -14.01
12030051 | Alluvium | 1984-03-20 | -14.01
12030051 | Alluvium | 1984-07-10 | -14.01
12030051 | Alluvium | 1984-12-11 | -14.01
12030051 | Alluvium | 1985-05-14 | -14.01
12030051 | Alluvium | 1985-09-17 | -14.01
12030051 | Alluvium | 1986-02-11 | -14.01
12030051 | Alluvium | 1986-07-08 | -14.01
12030052 | Alluvium | 1974-10-23 | -9.16
12030052 | Alluvium | 1974-11-12 | -9.04
12030052 | Alluvium | 1975-05-31 | -9.08
12030052 | Alluvium | 1975-09-09 | -9.21
12030052 | Alluvium | 1975-12-18 | -9.33
12030052 | Alluvium | 1976-03-23 | -8.95
12030052 | Alluvium | 1976-06-29 | -10.72
12030052 | Alluvium | 1976-11-24 | -9.18
12030052 | Alluvium | 1977-03-30 | -9.01
12030052 | Alluvium | 1977-08-11 | -8.28
12030052 | Alluvium | 1977-12-14 | -8.34
12030052 | Alluvium | 1978-07-18 | -8.49
12030052 | Alluvium | 1978-11-07 | -8.43
12030052 | Alluvium | 1979-05-22 | -8.54
12030052 | Alluvium | 1979-10-09 | -8.59
12030052 | Alluvium | 1980-05-20 | -8.86
12030052 | Alluvium | 1980-08-19 | -9.1
12030052 | Alluvium | 1980-11-25 | -8.99
12030052 | Alluvium | 1981-07-07 | -9
12030052 | Alluvium | 1981-10-20 | -9.05
12030052 | Alluvium | 1982-04-20 | -9.36
12030052 | Alluvium | 1982-07-20 | -9.4
12030052 | Alluvium | 1982-11-30 | -9.7
12030052 | Alluvium | 1983-03-01 | -10.05
12030052 | Alluvium | 1983-08-09 | -8.84
12030052 | Alluvium | 1983-12-13 | -8.66
12030052 | Alluvium | 1984-03-20 | -8.6
12030052 | Alluvium | 1984-07-10 | -8.75
12030052 | Alluvium | 1984-12-11 | -8.8
12030052 | Alluvium | 1985-05-14 | -8.97
12030052 | Alluvium | 1985-09-17 | -9.13
12030052 | Alluvium | 1986-02-11 | -9.41
12030052 | Alluvium | 1986-07-08 | -9.46
12030052 | Alluvium | 1986-10-15 | -10.62
12030052 | Alluvium | 1987-02-17 | -10.72
12030052 | Alluvium | 1987-06-02 | -10.72
12030054 | Alluvium | 1974-10-23 | -17.48
12030054 | Alluvium | 1974-11-12 | -17.48
12030054 | Alluvium | 1975-05-31 | -17.48
12030054 | Alluvium | 1975-09-09 | -17.48
12030054 | Alluvium | 1975-12-18 | -17.48
12030054 | Alluvium | 1976-03-23 | -17.48
12030054 | Alluvium | 1976-06-29 | -17.48
12030054 | Alluvium | 1976-11-09 | -17.48
12030054 | Alluvium | 1977-03-30 | -17.48
12030054 | Alluvium | 1977-08-11 | -17.48
12030054 | Alluvium | 1977-12-14 | -17.48
12030054 | Alluvium | 1978-07-18 | -17.48
12030054 | Alluvium | 1978-11-07 | -17.48
12030054 | Alluvium | 1979-05-22 | -17.48
12030054 | Alluvium | 1979-10-09 | -17.48
12030054 | Alluvium | 1980-02-05 | -17.48
12030054 | Alluvium | 1980-05-20 | -17.48
12030054 | Alluvium | 1980-08-19 | -17.48
12030054 | Alluvium | 1980-11-25 | -17.48
12030054 | Alluvium | 1981-03-17 | -17.48
12030054 | Alluvium | 1981-07-07 | -17.48
12030054 | Alluvium | 1981-10-20 | -17.48
12030054 | Alluvium | 1982-04-20 | -17.48
12030054 | Alluvium | 1982-07-20 | -17.48
12030054 | Alluvium | 1982-11-30 | -17.48
12030054 | Alluvium | 1983-03-01 | -17.48
12030054 | Alluvium | 1983-08-09 | -15.38
12030054 | Alluvium | 1983-12-13 | -17.48
12030054 | Alluvium | 1984-03-20 | -17.48
12030054 | Alluvium | 1984-07-10 | -17.48
12030054 | Alluvium | 1984-12-11 | -17.48
12030054 | Alluvium | 1985-05-14 | -17.48
12030054 | Alluvium | 1985-09-17 | -17.48
12030054 | Alluvium | 1986-02-11 | -17.48
12030054 | Alluvium | 1986-07-08 | -17.48
12030054 | Alluvium | 1986-10-15 | -17.48
12030054 | Alluvium | 1987-02-17 | -17.48
12030054 | Alluvium | 1987-06-02 | -17.48
12030054 | Alluvium | 2003-09-18 | -16.76
12030065 | Alluvium | 1974-10-23 | -11.32
12030065 | Alluvium | 1974-11-12 | -11.32
12030065 | Alluvium | 1975-05-31 | -11.32
12030065 | Alluvium | 1975-09-09 | -11.32
12030065 | Alluvium | 1975-12-18 | -11.32
12030065 | Alluvium | 1976-03-23 | -3.5
12030065 | Alluvium | 1976-06-28 | -11.32
12030065 | Alluvium | 1976-11-08 | -11.32
12030065 | Alluvium | 1977-03-29 | -11.32
12030065 | Alluvium | 1977-08-11 | -11.32
12030065 | Alluvium | 1977-12-13 | -11.32
12030065 | Alluvium | 1978-07-17 | -11.32
12030065 | Alluvium | 1978-11-07 | -11.32
12030065 | Alluvium | 1979-05-21 | -11.32
12030065 | Alluvium | 1979-10-09 | -11.32
12030065 | Alluvium | 1980-02-04 | -11.32
12030065 | Alluvium | 1980-05-19 | -11.32
12030065 | Alluvium | 1980-08-18 | -11.32
12030065 | Alluvium | 1980-11-24 | -11.32
12030065 | Alluvium | 1981-03-16 | -11.16
12030065 | Alluvium | 1981-07-07 | -11.32
12030065 | Alluvium | 1981-10-19 | -11.32
12030065 | Alluvium | 1982-04-19 | -11.32
12030065 | Alluvium | 1982-07-19 | -11.32
12030065 | Alluvium | 1982-11-29 | -11.35
12030065 | Alluvium | 1983-02-28 | -11.35
12030065 | Alluvium | 1983-08-08 | -11.08
12030065 | Alluvium | 1983-12-12 | -11.35
12030065 | Alluvium | 1983-12-13 | -9.63
12030065 | Alluvium | 1984-03-19 | -11.06
12030065 | Alluvium | 1984-07-09 | -11.35
12030065 | Alluvium | 1984-12-10 | -11.35
12030065 | Alluvium | 1985-05-13 | -11.35
12030065 | Alluvium | 1985-09-16 | -11.35
12030065 | Alluvium | 1986-02-10 | -11.35
12030065 | Alluvium | 1986-07-07 | -11.35
12030065 | Alluvium | 1986-10-14 | -11.35
12030065 | Alluvium | 1987-02-16 | -10.91
12030065 | Alluvium | 1987-06-01 | -11.35
12030065 | Alluvium | 2003-09-18 | -10.61
12030066 | Alluvium | 1974-10-23 | -11.69
12030066 | Alluvium | 1974-11-12 | -11.06
12030066 | Alluvium | 1975-05-31 | -12.84
12030066 | Alluvium | 1975-09-09 | -12.84
12030066 | Alluvium | 1975-12-18 | -12.84
12030066 | Alluvium | 1976-03-23 | -12.84
12030066 | Alluvium | 1976-06-28 | -12.84
12030066 | Alluvium | 1976-11-08 | -12.84
12030066 | Alluvium | 1977-03-29 | -12.84
12030066 | Alluvium | 1977-08-11 | -12.84
12030066 | Alluvium | 1977-12-13 | -12.84
12030066 | Alluvium | 1978-07-17 | -12.84
12030066 | Alluvium | 1978-11-07 | -12.84
12030066 | Alluvium | 1979-05-21 | -12.84
12030066 | Alluvium | 1979-10-09 | -12.84
12030066 | Alluvium | 1980-02-04 | -12.84
12030066 | Alluvium | 1980-05-19 | -12.84
12030066 | Alluvium | 1980-08-18 | -12.84
12030066 | Alluvium | 1980-11-24 | -12.84
12030066 | Alluvium | 1981-03-16 | -12.84
12030066 | Alluvium | 1981-07-07 | -11.83
12030066 | Alluvium | 1981-10-19 | -12.84
12030066 | Alluvium | 1982-04-19 | -12.84
12030066 | Alluvium | 1982-07-19 | -12.84
12030066 | Alluvium | 1982-11-29 | -12.84
12030066 | Alluvium | 1983-02-28 | -12.84
12030066 | Alluvium | 1983-08-08 | -11.77
12030066 | Alluvium | 1983-12-12 | -11.12
12030066 | Alluvium | 1984-03-19 | -11.42
12030066 | Alluvium | 1984-07-09 | -12.84
12030066 | Alluvium | 1984-12-10 | -12.84
12030066 | Alluvium | 1985-05-13 | -12.84
12030066 | Alluvium | 1985-09-16 | -12.84
12030066 | Alluvium | 1986-02-10 | -12.84
12030066 | Alluvium | 1986-07-07 | -12.84
12030066 | Alluvium | 1986-10-14 | -12.84
12030066 | Alluvium | 1987-02-16 | -10.25
12030066 | Alluvium | 1987-06-01 | -11.76
12030066 | Alluvium | 2003-09-18 | -10.99
12030070 | Alluvium | 1974-10-23 | -12.56
12030070 | Alluvium | 1974-11-12 | -12.42
12030070 | Alluvium | 1975-05-31 | -12.47
12030070 | Alluvium | 1975-09-09 | -12.47
12030070 | Alluvium | 1975-12-18 | -12.47
12030070 | Alluvium | 1976-03-23 | -12.53
12030070 | Alluvium | 1976-06-29 | -12.53
12030070 | Alluvium | 1976-11-09 | -12.53
12030070 | Alluvium | 1977-03-30 | -12.26
12030070 | Alluvium | 1977-08-11 | -11.61
12030070 | Alluvium | 1977-12-14 | -11.32
12030070 | Alluvium | 1978-07-18 | -11.67
12030070 | Alluvium | 1978-11-07 | -11.72
12030070 | Alluvium | 1979-05-22 | -11.85
12030070 | Alluvium | 1979-10-09 | -11.93
12030070 | Alluvium | 1980-02-05 | -11.99
12030070 | Alluvium | 1980-05-20 | -12.03
12030070 | Alluvium | 1980-08-19 | -12.22
12030070 | Alluvium | 1980-11-25 | -12.08
12030070 | Alluvium | 1981-03-17 | -12.12
12030070 | Alluvium | 1981-07-07 | -12.16
12030070 | Alluvium | 1981-10-20 | -12.19
12030070 | Alluvium | 1982-04-20 | -12.21
12030070 | Alluvium | 1982-07-20 | -12.25
12030070 | Alluvium | 1982-11-30 | -12.53
12030070 | Alluvium | 1983-03-01 | -12.53
12030070 | Alluvium | 1983-08-09 | -12.03
12030070 | Alluvium | 1983-12-13 | -11.98
12030070 | Alluvium | 1984-03-20 | -12.02
12030070 | Alluvium | 1984-07-10 | -11.94
12030070 | Alluvium | 1984-12-11 | -11.91
12030070 | Alluvium | 1985-05-14 | -11.9
12030070 | Alluvium | 1985-09-17 | -11.93
12030070 | Alluvium | 1986-07-08 | -11.99
12030070 | Alluvium | 1986-10-15 | -12.01
12030070 | Alluvium | 1987-02-17 | -12.05
12030070 | Alluvium | 1987-06-02 | -12.09
12030071 | Alluvium | 1974-10-23 | -15.44
12030071 | Alluvium | 1974-11-12 | -15.58
12030071 | Alluvium | 1975-05-31 | -15.58
12030071 | Alluvium | 1975-09-09 | -15.48
12030071 | Alluvium | 1975-12-18 | -15.58
12030071 | Alluvium | 1976-03-23 | -12.9
12030071 | Alluvium | 1976-06-29 | -12
12030071 | Alluvium | 1976-11-09 | -15.58
12030071 | Alluvium | 1977-03-30 | -15.58
12030071 | Alluvium | 1977-08-11 | -15.58
12030071 | Alluvium | 1977-12-14 | -15.58
12030071 | Alluvium | 1978-07-18 | -15.58
12030071 | Alluvium | 1978-11-07 | -15.58
12030071 | Alluvium | 1979-05-22 | -15.58
12030071 | Alluvium | 1979-10-09 | -15.58
12030071 | Alluvium | 1980-02-05 | -15.58
12030071 | Alluvium | 1980-05-20 | -15.58
12030071 | Alluvium | 1980-08-19 | -15.58
12030071 | Alluvium | 1980-11-25 | -15.58
12030071 | Alluvium | 1981-03-17 | -15.58
12030071 | Alluvium | 1981-07-07 | -15.58
12030071 | Alluvium | 1981-10-20 | -15.58
12030071 | Alluvium | 1982-04-20 | -15.58
12030071 | Alluvium | 1982-07-20 | -15.58
12030071 | Alluvium | 1982-11-30 | -15.58
12030071 | Alluvium | 1983-03-01 | -15.58
12030071 | Alluvium | 1983-08-09 | -15.58
12030071 | Alluvium | 1983-12-13 | -15.58
12030072 | Alluvium | 1974-10-23 | -17.38
12030072 | Alluvium | 1974-11-12 | -17.38
12030072 | Alluvium | 1975-05-31 | -17.38
12030072 | Alluvium | 1975-09-09 | -17.38
12030072 | Alluvium | 1975-12-18 | -17.38
12030072 | Alluvium | 1976-03-23 | -17.38
12030072 | Alluvium | 1976-06-28 | -17.38
12030072 | Alluvium | 1976-11-08 | -17.38
12030072 | Alluvium | 1977-03-29 | -17.38
12030072 | Alluvium | 1977-08-11 | -17.38
12030072 | Alluvium | 1977-12-13 | -17.38
12030072 | Alluvium | 1978-07-17 | -17.38
12030072 | Alluvium | 1978-11-07 | -17.38
12030072 | Alluvium | 1979-05-21 | -17.38
12030072 | Alluvium | 1979-10-09 | -17.38
12030072 | Alluvium | 1980-02-04 | -17.38
12030072 | Alluvium | 1980-05-19 | -17.38
12030072 | Alluvium | 1980-08-18 | -17.38
12030072 | Alluvium | 1980-11-24 | -17.38
12030072 | Alluvium | 1981-03-16 | -17.38
12030072 | Alluvium | 1981-07-07 | -17.38
12030072 | Alluvium | 1981-10-19 | -17.38
12030072 | Alluvium | 1982-04-19 | -17.38
12030072 | Alluvium | 1982-07-19 | -17.38
12030072 | Alluvium | 1982-11-29 | -17.38
12030072 | Alluvium | 1983-02-28 | -17.38
12030072 | Alluvium | 1983-08-08 | -17.38
12030072 | Alluvium | 1983-12-12 | -17.38
12030072 | Alluvium | 1984-03-19 | -17.38
12030072 | Alluvium | 1984-07-09 | -17.38
12030072 | Alluvium | 1984-12-10 | -17.38
12030072 | Alluvium | 1985-05-13 | -17.38
12030072 | Alluvium | 1985-09-16 | -17.38
12030072 | Alluvium | 1986-02-10 | -17.38
12030072 | Alluvium | 1986-07-07 | -17.38
12030073 | Alluvium | 1974-10-23 | -18.2
12030073 | Alluvium | 1974-11-12 | -18.2
12030073 | Alluvium | 1975-05-31 | -18.2
12030073 | Alluvium | 1975-09-09 | -18.2
12030073 | Alluvium | 1975-12-18 | -18.2
12030073 | Alluvium | 1976-03-23 | -18.2
12030073 | Alluvium | 1976-06-28 | -18.2
12030073 | Alluvium | 1976-11-08 | -18.2
12030073 | Alluvium | 1977-03-29 | -18.2
12030073 | Alluvium | 1977-08-11 | -18.2
12030073 | Alluvium | 1977-12-13 | -18.2
12030073 | Alluvium | 1978-07-17 | -18.2
12030073 | Alluvium | 1978-11-07 | -18.2
12030073 | Alluvium | 1979-05-21 | -18.2
12030073 | Alluvium | 1979-10-09 | -18.2
12030073 | Alluvium | 1980-02-04 | -18.2
12030073 | Alluvium | 1980-05-19 | -18.2
12030073 | Alluvium | 1980-08-18 | -18.2
12030073 | Alluvium | 1980-11-24 | -18.2
12030073 | Alluvium | 1981-03-16 | -18.2
12030073 | Alluvium | 1981-07-07 | -18.2
12030073 | Alluvium | 1981-10-19 | -18.2
12030073 | Alluvium | 1982-04-19 | -18.2
12030073 | Alluvium | 1982-07-19 | -18.2
12030073 | Alluvium | 1982-11-29 | -18.3
12030073 | Alluvium | 1983-02-28 | -18.3
12030073 | Alluvium | 1983-08-08 | -18.3
12030073 | Alluvium | 1983-12-12 | -18.3
12030073 | Alluvium | 1984-03-19 | -18.3
12030073 | Alluvium | 1984-07-09 | -18.3
12030073 | Alluvium | 1984-12-10 | -18.3
12030073 | Alluvium | 1985-05-13 | -18.3
12030073 | Alluvium | 1985-09-16 | -18.3
12030073 | Alluvium | 1986-02-10 | -18.3
12030073 | Alluvium | 1986-07-07 | -18.3
12030074 | Alluvium | 1974-10-23 | -22.59
12030074 | Alluvium | 1974-11-12 | -22.59
12030074 | Alluvium | 1975-05-31 | -22.59
12030074 | Alluvium | 1975-09-09 | -22.59
12030074 | Alluvium | 1975-12-18 | -22.59
12030074 | Alluvium | 1976-03-23 | -22.59
12030074 | Alluvium | 1976-06-28 | -22.59
12030074 | Alluvium | 1976-11-08 | -22.59
12030074 | Alluvium | 1977-03-29 | -22.59
12030074 | Alluvium | 1977-08-11 | -22.59
12030074 | Alluvium | 1977-12-13 | -22.59
12030074 | Alluvium | 1978-07-17 | -22.59
12030074 | Alluvium | 1978-11-07 | -22.59
12030074 | Alluvium | 1979-05-21 | -22.59
12030074 | Alluvium | 1979-10-09 | -22.59
12030074 | Alluvium | 1980-02-04 | -22.59
12030074 | Alluvium | 1980-05-19 | -22.59
12030074 | Alluvium | 1980-08-18 | -22.59
12030074 | Alluvium | 1980-11-24 | -22.59
12030074 | Alluvium | 1981-03-16 | -22.59
12030074 | Alluvium | 1981-07-07 | -22.59
12030074 | Alluvium | 1981-10-19 | -22.59
12030074 | Alluvium | 1982-04-19 | -22.59
12030074 | Alluvium | 1982-07-19 | -22.59
12030074 | Alluvium | 1982-11-29 | -22.59
12030074 | Alluvium | 1983-02-28 | -22.59
12030074 | Alluvium | 1983-08-08 | -22.59
12030074 | Alluvium | 1983-12-12 | -22.59
12030074 | Alluvium | 1984-03-19 | -22.59
12030074 | Alluvium | 1984-07-09 | -22.59
12030074 | Alluvium | 1984-12-10 | -22.59
12030074 | Alluvium | 1985-05-13 | -22.59
12030074 | Alluvium | 1985-09-16 | -22.59
12030074 | Alluvium | 1986-02-10 | -22.59
12030074 | Alluvium | 1986-07-07 | -22.59
12030075 | Alluvium | 1974-10-23 | -20.26
12030075 | Alluvium | 1974-11-12 | -20.26
12030075 | Alluvium | 1975-05-31 | -20.26
12030075 | Alluvium | 1975-09-09 | -20.26
12030075 | Alluvium | 1975-12-18 | -20.26
12030075 | Alluvium | 1976-03-23 | -20.26
12030075 | Alluvium | 1976-06-28 | -20.26
12030075 | Alluvium | 1976-11-08 | -20.26
12030075 | Alluvium | 1977-03-29 | -20.26
12030075 | Alluvium | 1977-08-11 | -20.26
12030075 | Alluvium | 1977-12-13 | -20.26
12030075 | Alluvium | 1978-07-17 | -20.26
12030075 | Alluvium | 1978-11-07 | -20.26
12030075 | Alluvium | 1979-05-21 | -20.26
12030075 | Alluvium | 1979-10-09 | -20.26
12030075 | Alluvium | 1980-02-04 | -20.26
12030075 | Alluvium | 1980-05-19 | -20.26
12030075 | Alluvium | 1980-08-18 | -20.26
12030075 | Alluvium | 1980-11-24 | -20.26
12030075 | Alluvium | 1981-03-16 | -20.26
12030075 | Alluvium | 1981-07-07 | -20.26
12030075 | Alluvium | 1981-10-19 | -20.26
12030075 | Alluvium | 1982-04-19 | -20.26
12030075 | Alluvium | 1982-07-19 | -20.26
12030075 | Alluvium | 1982-11-29 | -20.26
12030075 | Alluvium | 1983-02-28 | -20.26
12030075 | Alluvium | 1983-08-08 | -20.26
12030075 | Alluvium | 1983-12-12 | -20.26
12030075 | Alluvium | 1984-03-19 | -20.26
12030075 | Alluvium | 1984-07-09 | -20.26
12030075 | Alluvium | 1984-12-10 | -20.26
12030075 | Alluvium | 1985-05-13 | -20.26
12030075 | Alluvium | 1985-09-16 | -20.26
12030075 | Alluvium | 1986-02-10 | -20.26
12030075 | Alluvium | 1986-07-07 | -20.26
12030078 | Tertiary | 1976-03-23 | -26.16
12030078 | Tertiary | 1976-06-29 | -26.25
12030078 | Tertiary | 1976-11-09 | -26.21
12030078 | Tertiary | 1977-03-30 | -26.18
12030078 | Tertiary | 1977-08-11 | -25.91
12030078 | Tertiary | 1977-12-14 | -26.1
12030078 | Tertiary | 1978-07-18 | -26.2
12030078 | Tertiary | 1978-11-07 | -26.19
12030078 | Tertiary | 1979-10-09 | -26.21
12030078 | Tertiary | 1980-02-05 | -26.17
12030078 | Tertiary | 1980-05-20 | -26.19
12030078 | Tertiary | 1980-08-19 | -26.37
12030078 | Tertiary | 1980-11-25 | -26.22
12030078 | Tertiary | 1981-03-17 | -26.22
12030078 | Tertiary | 1981-07-07 | -26.17
12030078 | Tertiary | 1981-10-20 | -26.17
12030078 | Tertiary | 1982-04-20 | -26.17
12030078 | Tertiary | 1982-07-20 | -26.18
12030078 | Tertiary | 1982-11-30 | -26.21
12030078 | Tertiary | 1983-03-01 | -26.19
12030078 | Tertiary | 1983-08-09 | -26.1
12030078 | Tertiary | 1983-12-13 | -26.16
12030078 | Tertiary | 1984-03-20 | -26.15
12030078 | Tertiary | 1984-07-10 | -26.17
12030078 | Tertiary | 1984-12-11 | -26.14
12030078 | Tertiary | 1985-05-14 | -26.14
12030078 | Tertiary | 1985-09-17 | -26.13
12030078 | Tertiary | 1986-02-11 | -26.17
12030078 | Tertiary | 1986-07-08 | -26.1
12030078 | Tertiary | 1987-02-17 | -26.18
12030078 | Tertiary | 1987-06-02 | -26.25
12030078 | Tertiary | 2003-09-18 | -26.19
12030078 | Tertiary | 2004-08-29 | -26.49
12030078 | Tertiary | 2005-10-11 | -26.36
12030078 | Tertiary | 2006-01-10 | -26.35
12030078 | Tertiary | 2006-05-26 | -26.37
12030078 | Tertiary | 2007-01-05 | -26.38
12030098 | Unknown | 1975-09-11 | -15.48
12030098 | Unknown | 1975-11-20 | -16.16
12030098 | Unknown | 1976-03-24 | -15.67
12030098 | Unknown | 1976-11-11 | -15.58
12030098 | Unknown | 1977-04-01 | -15.74
12030098 | Unknown | 1977-08-18 | -15.76
12030098 | Unknown | 1977-12-16 | -15.8
12030098 | Unknown | 1978-07-20 | -15.46
12030098 | Unknown | 1978-11-09 | -15.95
12030098 | Unknown | 1979-05-24 | -45.64
12030098 | Unknown | 1979-10-11 | -45.7
12030098 | Unknown | 1980-02-07 | -45.3
12030098 | Unknown | 1980-05-21 | -45.75
12030098 | Unknown | 1980-08-21 | -45.74
12030098 | Unknown | 1981-03-19 | -45.75
12030098 | Unknown | 1981-07-09 | -45.5
12030098 | Unknown | 1981-10-21 | -45.41
12030098 | Unknown | 1982-04-22 | -45.5
12030098 | Unknown | 1982-07-22 | -45.55
12030098 | Unknown | 1982-12-02 | -45.48
12030098 | Unknown | 1983-08-11 | -45.57
12030098 | Unknown | 1983-12-14 | -45.54
12030098 | Unknown | 1984-03-22 | -45.5
12030098 | Unknown | 1984-07-12 | -45.62
12030098 | Unknown | 1984-12-12 | -45.47
12030098 | Unknown | 1985-07-16 | -45.42
12030098 | Unknown | 1985-09-19 | -45.49
12030098 | Unknown | 1986-02-13 | -45.54
12030098 | Unknown | 1986-07-10 | -45.6
12030098 | Unknown | 1986-10-16 | -45.47
12030098 | Unknown | 1987-02-18 | -45.47
12030098 | Unknown | 1987-06-04 | -45.52
12030143 | Joe Joe Group | 2003-09-30 | -19.4
12030143 | Joe Joe Group | 2004-08-27 | -18.81
12030143 | Joe Joe Group | 2004-12-20 | -18.8
12030143 | Joe Joe Group | 2005-03-18 | -18.71
12030143 | Joe Joe Group | 2006-06-02 | -18.7
12030143 | Joe Joe Group | 2007-02-07 | -18.72
12030148 | Joe Joe Group | 2003-11-18 | -26.6
12030148 | Joe Joe Group | 2004-08-26 | -26.88
12030148 | Joe Joe Group | 2004-12-20 | -26.93
12030148 | Joe Joe Group | 2005-03-18 | -26.9
12030148 | Joe Joe Group | 2005-10-11 | -26.65
12030148 | Joe Joe Group | 2006-01-10 | -26.66
12030148 | Joe Joe Group | 2006-05-26 | -26.68
12030148 | Joe Joe Group | 2007-01-05 | -26.67
12030152 | Unknown | 2003-11-18 | -27.45
12030152 | Unknown | 2004-08-26 | -27.58
12030152 | Unknown | 2004-12-20 | -27.64
12030152 | Unknown | 2005-03-18 | -27.6
12030152 | Unknown | 2005-10-11 | -27.59
12030152 | Unknown | 2006-01-10 | -27.62
12030152 | Unknown | 2006-05-26 | -27.63
12030152 | Unknown | 2007-01-05 | -27.7
13020203 | Rewan Formation | 2005-02-17 | -27.78
13020203 | Rewan Formation | 2005-03-20 | -27.85
13020203 | Rewan Formation | 2005-11-01 | -27.54
13020203 | Rewan Formation | 2006-06-03 | -27.55
13020203 | Rewan Formation | 2007-02-07 | -27.45
42320218 | Unknown | 2002-07-02 | -30.69
42320218 | Unknown | 2002-11-26 | -30.7
42320218 | Unknown | 2004-11-25 | -30.5
42320219 | Unknown | 2002-07-02 | -9.96
42320219 | Unknown | 2002-11-26 | -9.98
42320219 | Unknown | 2004-11-25 | -9.87
91500085 | Unknown | 1970-01-06 | -11.77
91500085 | Unknown | 1970-04-28 | -11.72
91500085 | Unknown | 1970-10-02 | -11.86
91500085 | Unknown | 1971-02-18 | -11.92
91500085 | Unknown | 1971-05-31 | -11.65
91500085 | Unknown | 1971-12-04 | -11.77
91500085 | Unknown | 1972-02-15 | -11.74
91500085 | Unknown | 1972-06-16 | -11.49
91500085 | Unknown | 1972-10-06 | -11.59
91500085 | Unknown | 1972-12-20 | -11.71
91500085 | Unknown | 1973-06-15 | -11.55
91500085 | Unknown | 1974-11-06 | -10.45
91500085 | Unknown | 1975-04-21 | -9.8
91500085 | Unknown | 1975-09-17 | -9.92
91500085 | Unknown | 1975-12-03 | -10.05
91500085 | Unknown | 1976-03-20 | -9.59
91500085 | Unknown | 1976-07-26 | -9.62
91500085 | Unknown | 1976-10-01 | -9.74
91500085 | Unknown | 1977-04-18 | -9.69
91500085 | Unknown | 1977-07-07 | -9.8
91500085 | Unknown | 1977-10-16 | -9.99
91500085 | Unknown | 1978-04-06 | -10.23
91500085 | Unknown | 1978-07-31 | -10.37
91500085 | Unknown | 1979-06-24 | -9.89
91500089 | Unknown | 1969-05-22 | -13.35
91500089 | Unknown | 1969-08-13 | -13.35
91500089 | Unknown | 1969-10-27 | -13.35
91500089 | Unknown | 1970-01-06 | -13.35
91500089 | Unknown | 1970-04-28 | -13.35
91500089 | Unknown | 1970-10-02 | -13.35
91500089 | Unknown | 1971-02-17 | -13.35
91500089 | Unknown | 1971-04-07 | -13.35
91500089 | Unknown | 1971-05-31 | -13.35
91500089 | Unknown | 1971-09-29 | -13.13
91500089 | Unknown | 1972-04-12 | -13.35
91500089 | Unknown | 1972-06-16 | -13.35
91500089 | Unknown | 1972-10-06 | -13.35
91500089 | Unknown | 1973-01-22 | -13.35
91500089 | Unknown | 1973-06-15 | -13.35
91500089 | Unknown | 1974-03-18 | -12.18
91500089 | Unknown | 1974-11-16 | -12.76
91500089 | Unknown | 1975-04-21 | -12.66
91500089 | Unknown | 1975-09-17 | -12.88
91500089 | Unknown | 1975-12-03 | -13
91500089 | Unknown | 1976-03-20 | -12.95
91500089 | Unknown | 1976-07-26 | -12.98
91500089 | Unknown | 1976-10-01 | -13.08
91500089 | Unknown | 1977-04-18 | -13.35
91500089 | Unknown | 1977-07-07 | -13.35
91500089 | Unknown | 1977-10-16 | -13.35
91500089 | Unknown | 1978-04-06 | -13.35
91500089 | Unknown | 1978-07-31 | -13.35
91500089 | Unknown | 1979-06-24 | -12.97
91500090 | Unknown | 1969-05-22 | -14.49
91500090 | Unknown | 1969-08-13 | -14.5
91500090 | Unknown | 1969-10-27 | -14.51
91500090 | Unknown | 1970-01-06 | -14.53
91500090 | Unknown | 1970-04-28 | -14.58
91500090 | Unknown | 1970-10-02 | -14.62
91500090 | Unknown | 1971-02-17 | -14.62
91500090 | Unknown | 1971-04-07 | -14.62
91500090 | Unknown | 1971-05-31 | -15.99
91500090 | Unknown | 1971-09-29 | -14.59
91500090 | Unknown | 1971-12-04 | -15.39
91500090 | Unknown | 1972-04-12 | -14.56
91500090 | Unknown | 1972-06-16 | -14.47
91500090 | Unknown | 1972-10-06 | -14.47
91500090 | Unknown | 1973-01-22 | -14.53
91500090 | Unknown | 1973-06-15 | -14.46
91500090 | Unknown | 1974-03-18 | -13.78
91500090 | Unknown | 1974-11-16 | -13.7
91500090 | Unknown | 1975-04-21 | -15.5
91500090 | Unknown | 1975-09-17 | -13.64
91500090 | Unknown | 1975-12-03 | -13.7
91500090 | Unknown | 1976-03-20 | -13.64
91500090 | Unknown | 1976-07-26 | -13.68
91500090 | Unknown | 1976-10-01 | -13.75
91500090 | Unknown | 1977-04-18 | -13.89
91500090 | Unknown | 1977-07-07 | -13.92
91500090 | Unknown | 1977-10-16 | -13.97
91500090 | Unknown | 1978-04-06 | -14.12
91500090 | Unknown | 1978-07-31 | -14.19
91500090 | Unknown | 1979-06-24 | -13.86
91500094 | Unknown | 1970-04-29 | -14.42
91500094 | Unknown | 1970-10-01 | -14.42
91500094 | Unknown | 1971-02-17 | -14.33
91500094 | Unknown | 1971-06-03 | -14.42
91500094 | Unknown | 1971-09-28 | -14.42
91500094 | Unknown | 1971-12-05 | -14.42
91500094 | Unknown | 1972-04-12 | -14.42
91500094 | Unknown | 1972-06-16 | -14.42
91500094 | Unknown | 1972-10-06 | -14.42
91500094 | Unknown | 1973-01-22 | -14.42
91500094 | Unknown | 1973-06-14 | -14.42
91500094 | Unknown | 1974-03-19 | -14.42
91500094 | Unknown | 1974-11-14 | -14.42
91500094 | Unknown | 1975-04-23 | -14.42
91500094 | Unknown | 1975-09-18 | -14.42
91500094 | Unknown | 1975-12-04 | -14.42
91500094 | Unknown | 1976-03-19 | -14.42
91500094 | Unknown | 1976-07-26 | -14.42
91500094 | Unknown | 1976-10-01 | -14.42
91500094 | Unknown | 1977-04-19 | -14.42
91500094 | Unknown | 1977-07-07 | -14.42
91500094 | Unknown | 1977-10-16 | -14.42
91500094 | Unknown | 1978-04-06 | -14.42
91500094 | Unknown | 1978-08-01 | -14.42
91500094 | Unknown | 1979-06-24 | -14.42
91500098 | Unknown | 1970-04-29 | -13.51
91500098 | Unknown | 1970-10-01 | -13.51
91500098 | Unknown | 1971-02-17 | -13.36
91500098 | Unknown | 1971-04-07 | -13.36
91500098 | Unknown | 1971-06-03 | -13.51
91500098 | Unknown | 1971-09-28 | -13.51
91500098 | Unknown | 1971-12-05 | -13.51
91500098 | Unknown | 1972-04-12 | -13.39
91500098 | Unknown | 1972-06-16 | -13.51
91500098 | Unknown | 1972-10-06 | -13.51
91500098 | Unknown | 1973-01-22 | -13.51
91500098 | Unknown | 1973-06-14 | -13.51
91500098 | Unknown | 1974-03-19 | -13.51
91500098 | Unknown | 1974-11-14 | -13.51
91500098 | Unknown | 1975-04-23 | -13.51
91500098 | Unknown | 1975-09-18 | -13.51
91500098 | Unknown | 1975-12-04 | -13.51
91500098 | Unknown | 1976-03-19 | -13.51
91500098 | Unknown | 1976-07-26 | -13.51
91500098 | Unknown | 1976-10-01 | -13.51
91500098 | Unknown | 1977-04-19 | -13.51
91500098 | Unknown | 1977-07-07 | -13.51
91500098 | Unknown | 1977-10-16 | -13.51
91500098 | Unknown | 1978-04-06 | -13.51
91500098 | Unknown | 1978-08-01 | -13.51
91500098 | Unknown | 1979-06-24 | -13.51
91500099 | Unknown | 1970-04-29 | -15.6
91500099 | Unknown | 1970-10-01 | -15.65
91500099 | Unknown | 1971-02-17 | -12.6
91500099 | Unknown | 1971-04-07 | -15.65
91500099 | Unknown | 1971-06-03 | -15.62
91500099 | Unknown | 1971-09-28 | -15.65
91500099 | Unknown | 1971-12-05 | -15.68
91500099 | Unknown | 1972-04-12 | -15.65
91500099 | Unknown | 1972-06-16 | -15.65
91500099 | Unknown | 1972-10-06 | -15.68
91500099 | Unknown | 1973-01-22 | -15.71
91500099 | Unknown | 1973-06-14 | -15.68
91500099 | Unknown | 1974-03-19 | -15.48
91500099 | Unknown | 1974-11-14 | -15.16
91500099 | Unknown | 1975-04-23 | -15.13
91500099 | Unknown | 1975-09-18 | -15.15
91500099 | Unknown | 1975-12-04 | -15.15
91500099 | Unknown | 1976-03-19 | -15.1
91500099 | Unknown | 1976-07-26 | -15.09
91500099 | Unknown | 1976-10-01 | -15.11
91500099 | Unknown | 1977-04-19 | -15.12
91500099 | Unknown | 1977-07-07 | -15.12
91500099 | Unknown | 1977-10-16 | -15.12
91500099 | Unknown | 1978-04-06 | -15.18
91500099 | Unknown | 1978-08-01 | -15.2
91500099 | Unknown | 1979-06-24 | -15.12
91500101 | Unknown | 1970-04-29 | -14.48
91500101 | Unknown | 1970-10-01 | -14.54
91500101 | Unknown | 1971-02-17 | -14.6
91500101 | Unknown | 1971-04-07 | -14.6
91500101 | Unknown | 1971-06-03 | -14.64
91500101 | Unknown | 1971-09-28 | -14.64
91500101 | Unknown | 1971-12-05 | -14.67
91500101 | Unknown | 1972-04-12 | -14.7
91500101 | Unknown | 1972-06-16 | -14.7
91500101 | Unknown | 1972-10-06 | -14.7
91500101 | Unknown | 1973-01-22 | -14.73
91500101 | Unknown | 1973-06-14 | -14.81
91500101 | Unknown | 1974-03-19 | -14.95
91500101 | Unknown | 1974-11-14 | -14.62
91500101 | Unknown | 1975-04-23 | -14.6
91500101 | Unknown | 1975-09-18 | -14.57
91500101 | Unknown | 1975-12-04 | -14.54
91500101 | Unknown | 1976-03-19 | -14.51
91500101 | Unknown | 1976-07-26 | -14.46
91500101 | Unknown | 1976-10-01 | -14.48
91500101 | Unknown | 1977-04-19 | -14.41
91500101 | Unknown | 1977-07-07 | -14.38
91500101 | Unknown | 1977-10-16 | -14.32
91500101 | Unknown | 1978-04-06 | -14.29
91500101 | Unknown | 1978-08-01 | -14.31
91500101 | Unknown | 1979-06-24 | -14.29
91500103 | Unknown | 1970-04-29 | -13.97
91500103 | Unknown | 1970-10-01 | -14.03
91500103 | Unknown | 1971-02-17 | -14.09
91500103 | Unknown | 1971-04-07 | -14.09
91500103 | Unknown | 1971-06-03 | -14.09
91500103 | Unknown | 1971-09-28 | -14.12
91500103 | Unknown | 1971-12-05 | -14.12
91500103 | Unknown | 1972-04-12 | -14.15
91500103 | Unknown | 1972-06-16 | -14.18
91500103 | Unknown | 1972-10-06 | -14.18
91500103 | Unknown | 1973-01-22 | -14.21
91500103 | Unknown | 1973-06-14 | -14.24
91500103 | Unknown | 1974-03-19 | -14.25
91500103 | Unknown | 1974-11-14 | -13.9
91500103 | Unknown | 1975-04-23 | -13.81
91500103 | Unknown | 1975-09-18 | -13.75
91500103 | Unknown | 1975-12-04 | -13.7
91500103 | Unknown | 1976-03-19 | -13.66
91500103 | Unknown | 1976-07-26 | -13.59
91500103 | Unknown | 1976-10-01 | -13.56
91500103 | Unknown | 1977-04-19 | -13.47
91500103 | Unknown | 1977-07-07 | -13.42
91500103 | Unknown | 1977-10-16 | -13.36
91500103 | Unknown | 1978-04-06 | -13.37
91500103 | Unknown | 1978-08-01 | -13.39
91500103 | Unknown | 1979-06-24 | -13.36
91500106 | Unknown | 1971-09-28 | -14.09
91500106 | Unknown | 1971-12-05 | -14.09
91500106 | Unknown | 1972-04-12 | -14.15
91500106 | Unknown | 1972-06-16 | -14.12
91500106 | Unknown | 1972-10-06 | -14.12
91500106 | Unknown | 1973-01-22 | -14.15
91500106 | Unknown | 1973-06-14 | -14.19
91500106 | Unknown | 1974-03-19 | -14.16
91500106 | Unknown | 1974-11-14 | -13.77
91500106 | Unknown | 1975-04-23 | -13.67
91500106 | Unknown | 1975-09-18 | -13.56
91500106 | Unknown | 1975-12-04 | -13.55
91500106 | Unknown | 1976-03-19 | -13.49
91500106 | Unknown | 1976-07-26 | -13.42
91500106 | Unknown | 1976-10-01 | -13.4
91500106 | Unknown | 1977-04-19 | -13.32
91500106 | Unknown | 1977-07-07 | -13.28
91500106 | Unknown | 1977-10-16 | -13.24
91500106 | Unknown | 1978-04-06 | -13.27
91500106 | Unknown | 1978-08-01 | -13.32
91500106 | Unknown | 1979-06-24 | -13.27
91500108 | Unknown | 1971-09-28 | -14.03
91500108 | Unknown | 1971-12-05 | -13.97
91500108 | Unknown | 1972-04-12 | -14.03
91500108 | Unknown | 1972-06-16 | -14.03
91500108 | Unknown | 1972-10-06 | -14
91500108 | Unknown | 1973-01-22 | -14.06
91500108 | Unknown | 1973-06-14 | -14.1
91500108 | Unknown | 1974-03-19 | -14.23
91500108 | Unknown | 1974-11-14 | -13.78
91500108 | Unknown | 1975-04-23 | -13.69
91500108 | Unknown | 1975-09-18 | -13.59
91500108 | Unknown | 1975-12-04 | -13.55
91500108 | Unknown | 1976-03-19 | -13.5
91500108 | Unknown | 1976-07-26 | -13.4
91500108 | Unknown | 1976-10-01 | -13.4
91500108 | Unknown | 1977-04-19 | -13.31
91500108 | Unknown | 1977-07-07 | -13.27
91500108 | Unknown | 1977-10-16 | -13.19
91500108 | Unknown | 1978-04-06 | -13.19
91500108 | Unknown | 1978-08-01 | -13.28
91500108 | Unknown | 1979-06-24 | -13.19
91500109 | Unknown | 1971-09-28 | -13.18
91500109 | Unknown | 1971-12-05 | -13.27
91500109 | Unknown | 1972-04-12 | -13.3
91500109 | Unknown | 1972-06-16 | -13.33
91500109 | Unknown | 1972-10-06 | -13.33
91500109 | Unknown | 1973-01-22 | -13.36
91500109 | Unknown | 1973-06-14 | -13.38
91500109 | Unknown | 1974-03-19 | -13.05
91500109 | Unknown | 1974-11-14 | -12.85
91500109 | Unknown | 1975-04-23 | -12.75
91500109 | Unknown | 1975-09-18 | -12.65
91500109 | Unknown | 1975-12-04 | -12.67
91500109 | Unknown | 1976-03-19 | -12.58
91500109 | Unknown | 1976-07-26 | -12.51
91500109 | Unknown | 1976-10-01 | -12.53
91500109 | Unknown | 1977-04-19 | -12.45
91500109 | Unknown | 1977-07-07 | -12.42
91500109 | Unknown | 1977-10-16 | -12.43
91500109 | Unknown | 1978-04-06 | -12.52
91500109 | Unknown | 1978-07-31 | -12.58
91500109 | Unknown | 1979-06-24 | -12.53
91500120 | Unknown | 1970-04-29 | -16.11
91500120 | Unknown | 1970-10-01 | -15.82
91500120 | Unknown | 1971-02-17 | -16.08
91500120 | Unknown | 1971-04-07 | -16.08
91500120 | Unknown | 1971-06-03 | -16.11
91500120 | Unknown | 1971-09-28 | -16.08
91500120 | Unknown | 1971-12-05 | -16.08
91500120 | Unknown | 1972-04-12 | -16.14
91500120 | Unknown | 1972-06-16 | -16.14
91500120 | Unknown | 1972-10-06 | -16.14
91500120 | Unknown | 1973-01-22 | -16.11
91500120 | Unknown | 1973-06-14 | -16.13
91500120 | Unknown | 1974-03-19 | -16.2
91500120 | Unknown | 1974-11-14 | -16.21
91500120 | Unknown | 1975-04-23 | -16.23
91500120 | Unknown | 1975-09-18 | -16.24
91500120 | Unknown | 1975-12-04 | -16.2
91500120 | Unknown | 1976-03-19 | -16.22
91500120 | Unknown | 1976-07-26 | -16.21
91500120 | Unknown | 1976-10-01 | -16.23
91500120 | Unknown | 1977-04-19 | -16.22
91500120 | Unknown | 1977-07-07 | -16.21
91500120 | Unknown | 1977-10-16 | -16.19
91500120 | Unknown | 1978-04-06 | -16.19
91500120 | Unknown | 1978-08-01 | -16.2
91500120 | Unknown | 1979-06-24 | -16.2
91500123 | Unknown | 1969-05-22 | -14.18
91500123 | Unknown | 1969-08-11 | -14.18
91500123 | Unknown | 1969-10-26 | -14.18
91500123 | Unknown | 1970-01-06 | -14.18
91500123 | Unknown | 1970-04-28 | -14.18
91500123 | Unknown | 1970-10-02 | -14.18
91500123 | Unknown | 1971-02-17 | -14.18
91500123 | Unknown | 1971-04-07 | -14.18
91500123 | Unknown | 1971-05-31 | -14.18
91500123 | Unknown | 1971-09-29 | -14.18
91500123 | Unknown | 1972-04-12 | -14.18
91500123 | Unknown | 1972-06-16 | -14.18
91500123 | Unknown | 1972-10-06 | -14.18
91500123 | Unknown | 1973-06-15 | -14.18
91500123 | Unknown | 1974-03-18 | -14.18
91500123 | Unknown | 1974-11-06 | -14.18
91500123 | Unknown | 1975-04-21 | -14.18
91500123 | Unknown | 1975-09-17 | -14.18
91500123 | Unknown | 1975-12-03 | -14.18
91500123 | Unknown | 1976-03-20 | -14.18
91500123 | Unknown | 1976-07-26 | -14.18
91500123 | Unknown | 1976-10-01 | -14.18
91500123 | Unknown | 1977-04-18 | -13.41
91500123 | Unknown | 1977-07-07 | -13.3
91500123 | Unknown | 1977-10-16 | -13.18
91500123 | Unknown | 1978-04-06 | -13.02
91500123 | Unknown | 1978-07-30 | -12.94
91500123 | Unknown | 1979-06-24 | -12.7
91500124 | Unknown | 1974-03-18 | -14.05
91500124 | Unknown | 1974-11-06 | -14.27
91500124 | Unknown | 1975-04-21 | -13.94
91500124 | Unknown | 1975-09-17 | -13.76
91500124 | Unknown | 1975-12-03 | -13.7
91500124 | Unknown | 1976-03-20 | -13.41
91500124 | Unknown | 1976-07-26 | -13.3
91500124 | Unknown | 1976-10-01 | -13.36
91500124 | Unknown | 1977-04-18 | -12.9
91500124 | Unknown | 1977-07-07 | -12.83
91500124 | Unknown | 1977-10-16 | -12.81
91500124 | Unknown | 1978-04-06 | -12.67
91500124 | Unknown | 1978-07-30 | -12.65
91500124 | Unknown | 1979-06-24 | -12.11
91500127 | Unknown | 1969-05-22 | -15.43
91500127 | Unknown | 1969-08-11 | -15.43
91500127 | Unknown | 1969-10-26 | -15.43
91500127 | Unknown | 1970-01-06 | -15.43
91500127 | Unknown | 1970-04-28 | -15.43
91500127 | Unknown | 1970-10-02 | -15.43
91500127 | Unknown | 1971-02-17 | -15.43
91500127 | Unknown | 1971-04-07 | -15.43
91500127 | Unknown | 1971-05-31 | -15.43
91500127 | Unknown | 1972-10-06 | -15.43
91500127 | Unknown | 1972-12-20 | -15.43
91500127 | Unknown | 1973-06-15 | -15.43
91500127 | Unknown | 1974-03-18 | -6.5
91500127 | Unknown | 1974-11-06 | -9.75
91500127 | Unknown | 1975-04-21 | -10.62
91500127 | Unknown | 1975-09-17 | -12.85
91500127 | Unknown | 1975-12-03 | -11.3
91500127 | Unknown | 1976-03-20 | -11.3
91500127 | Unknown | 1976-07-26 | -11.5
91500127 | Unknown | 1976-10-01 | -11.65
91500127 | Unknown | 1977-04-18 | -12
91500127 | Unknown | 1977-07-07 | -12.1
91500127 | Unknown | 1977-10-16 | -12.3
91500127 | Unknown | 1978-04-06 | -12.5
91500127 | Unknown | 1978-07-30 | -12.57
91500127 | Unknown | 1979-06-24 | -8.7
91500131 | Unknown | 1973-06-15 | -14.33
91500131 | Unknown | 1974-03-18 | -12.21
91500131 | Unknown | 1974-11-06 | -10.34
91500131 | Unknown | 1975-04-21 | -9.14
91500131 | Unknown | 1975-09-17 | -9.51
91500131 | Unknown | 1975-12-03 | -9.45
91500131 | Unknown | 1976-03-20 | -8.67
91500131 | Unknown | 1976-07-26 | -9.02
91500131 | Unknown | 1976-10-01 | -9.31
91500131 | Unknown | 1977-04-18 | -8.7
91500131 | Unknown | 1977-07-07 | -9.03
91500131 | Unknown | 1977-10-16 | -9.46
91500131 | Unknown | 1978-04-06 | -9.7
91500131 | Unknown | 1978-07-30 | -10.03
91500131 | Unknown | 1979-06-24 | -8.33
91500132 | Unknown | 1969-05-22 | -13.28
91500132 | Unknown | 1969-08-12 | -13.28
91500132 | Unknown | 1969-10-26 | -13.28
91500132 | Unknown | 1970-01-06 | -13.28
91500132 | Unknown | 1970-04-28 | -13.28
91500132 | Unknown | 1970-10-02 | -13.28
91500132 | Unknown | 1971-02-17 | -13.28
91500132 | Unknown | 1971-04-07 | -13.28
91500132 | Unknown | 1971-05-31 | -13.28
91500132 | Unknown | 1971-09-29 | -13.28
91500132 | Unknown | 1971-12-04 | -13.28
91500132 | Unknown | 1972-04-12 | -13.28
91500132 | Unknown | 1972-06-16 | -13.28
91500132 | Unknown | 1972-10-06 | -13.28
91500132 | Unknown | 1972-12-20 | -13.28
91500132 | Unknown | 1973-06-15 | -13.28
91500132 | Unknown | 1974-03-18 | -13.28
91500132 | Unknown | 1974-11-06 | -11.1
91500132 | Unknown | 1975-04-21 | -10.65
91500132 | Unknown | 1975-09-17 | -10.65
91500132 | Unknown | 1975-12-03 | -10.73
91500132 | Unknown | 1976-03-20 | -10.34
91500132 | Unknown | 1976-07-26 | -10.3
91500132 | Unknown | 1976-10-01 | -10.47
91500132 | Unknown | 1977-04-18 | -10.24
91500132 | Unknown | 1977-07-07 | -10.32
91500132 | Unknown | 1977-10-16 | -10.64
91500132 | Unknown | 1978-04-06 | -10.95
91500132 | Unknown | 1978-07-30 | -11.14
91500132 | Unknown | 1979-06-24 | -9.26
91500133 | Unknown | 1973-06-15 | -15.82
91500133 | Unknown | 1974-03-18 | -10.33
91500133 | Unknown | 1974-11-06 | -10.25
91500133 | Unknown | 1975-04-21 | -10.55
91500133 | Unknown | 1975-09-17 | -10.75
91500133 | Unknown | 1975-12-03 | -10.86
91500133 | Unknown | 1976-03-20 | -10.75
91500133 | Unknown | 1976-07-26 | -10.73
91500133 | Unknown | 1976-10-01 | -10.81
91500133 | Unknown | 1977-04-18 | -10.83
91500133 | Unknown | 1977-07-07 | -10.9
91500133 | Unknown | 1977-10-16 | -11.08
91500133 | Unknown | 1978-04-06 | -11.63
91500133 | Unknown | 1978-07-30 | -11.52
91500133 | Unknown | 1979-06-24 | -8.64
91500134 | Unknown | 1969-08-12 | -15.72
91500134 | Unknown | 1969-10-26 | -15.72
91500134 | Unknown | 1970-01-06 | -15.72
91500134 | Unknown | 1970-04-28 | -15.72
91500134 | Unknown | 1970-10-02 | -15.72
91500134 | Unknown | 1971-02-17 | -15.72
91500134 | Unknown | 1971-04-07 | -15.72
91500134 | Unknown | 1971-05-31 | -15.72
91500134 | Unknown | 1971-09-29 | -15.72
91500134 | Unknown | 1971-12-04 | -15.72
91500134 | Unknown | 1972-04-12 | -15.72
91500134 | Unknown | 1972-10-06 | -15.72
91500134 | Unknown | 1972-12-20 | -15.72
91500134 | Unknown | 1973-06-15 | -15.72
91500134 | Unknown | 1974-03-18 | -5.18
91500134 | Unknown | 1974-11-06 | -8.37
91500134 | Unknown | 1975-04-21 | -10.16
91500134 | Unknown | 1975-09-17 | -11.2
91500134 | Unknown | 1975-12-03 | -11.48
91500134 | Unknown | 1976-03-20 | -11.54
91500134 | Unknown | 1976-07-26 | -11.69
91500134 | Unknown | 1976-10-01 | -11.82
91500134 | Unknown | 1977-04-18 | -12.08
91500134 | Unknown | 1977-07-07 | -12.25
91500134 | Unknown | 1977-10-16 | -12.37
91500134 | Unknown | 1978-04-06 | -12.67
91500134 | Unknown | 1978-07-30 | -12.82
91500134 | Unknown | 1979-06-24 | -7.94
91500135 | Unknown | 1973-06-15 | -16.6
91500135 | Unknown | 1974-03-18 | -12.36
91500135 | Unknown | 1974-11-06 | -11.87
91500135 | Unknown | 1975-04-21 | -12.47
91500135 | Unknown | 1975-09-17 | -12.92
91500135 | Unknown | 1975-12-03 | -13.13
91500135 | Unknown | 1976-03-20 | -13.28
91500135 | Unknown | 1976-07-26 | -13.41
91500135 | Unknown | 1976-10-01 | -13.54
91500135 | Unknown | 1977-04-18 | -13.7
91500135 | Unknown | 1977-07-07 | -13.8
91500135 | Unknown | 1977-10-16 | -13.93
91500135 | Unknown | 1978-04-06 | -14.18
91500135 | Unknown | 1978-07-30 | -14.33
91500135 | Unknown | 1979-06-24 | -12.7
91500136 | Unknown | 1969-05-22 | -15.13
91500136 | Unknown | 1969-08-12 | -15.13
91500136 | Unknown | 1969-10-26 | -15.13
91500136 | Unknown | 1970-01-06 | -15.13
91500136 | Unknown | 1970-04-28 | -15.13
91500136 | Unknown | 1970-10-02 | -15.13
91500136 | Unknown | 1971-02-17 | -15.13
91500136 | Unknown | 1971-04-07 | -15.13
91500136 | Unknown | 1971-05-31 | -15.13
91500136 | Unknown | 1971-09-29 | -15.13
91500136 | Unknown | 1971-12-04 | -15.13
91500136 | Unknown | 1972-04-12 | -15.13
91500136 | Unknown | 1972-10-06 | -15.13
91500136 | Unknown | 1972-12-20 | -15.13
91500136 | Unknown | 1973-06-15 | -15.13
91500136 | Unknown | 1974-03-18 | -15.13
91500136 | Unknown | 1974-11-06 | -15.13
91500136 | Unknown | 1975-04-21 | -15.13
91500136 | Unknown | 1975-09-17 | -15.13
91500136 | Unknown | 1975-12-03 | -15.13
91500136 | Unknown | 1976-03-20 | -15.13
91500136 | Unknown | 1976-07-26 | -15.13
91500136 | Unknown | 1976-10-01 | -15.13
91500136 | Unknown | 1977-04-18 | -15.13
91500136 | Unknown | 1977-07-07 | -15.13
91500136 | Unknown | 1977-10-16 | -15.13
91500136 | Unknown | 1978-04-06 | -15.13
91500136 | Unknown | 1978-07-30 | -15.13
91500136 | Unknown | 1979-06-24 | -15.13
91500137 | Unknown | 1973-06-15 | -17.2
91500137 | Unknown | 1974-03-18 | -16.17
91500137 | Unknown | 1974-11-06 | -15.6
91500137 | Unknown | 1975-04-21 | -15.53
91500137 | Unknown | 1975-09-17 | -15.5
91500137 | Unknown | 1975-12-03 | -15.52
91500137 | Unknown | 1976-03-20 | -15.57
91500137 | Unknown | 1976-07-26 | -15.55
91500137 | Unknown | 1976-10-01 | -15.59
91500137 | Unknown | 1977-04-18 | -15.61
91500137 | Unknown | 1977-07-07 | -15.62
91500137 | Unknown | 1977-10-16 | -15.65
91500137 | Unknown | 1978-04-06 | -15.75
91500137 | Unknown | 1978-07-30 | -15.78
91500137 | Unknown | 1979-06-24 | -15.35
91500138 | Unknown | 1973-06-15 | -17.38
91500138 | Unknown | 1974-03-18 | -16.88
91500138 | Unknown | 1974-11-06 | -16.27
91500138 | Unknown | 1975-04-21 | -16.17
91500138 | Unknown | 1975-09-17 | -16.09
91500138 | Unknown | 1975-12-03 | -16.07
91500138 | Unknown | 1976-03-20 | -16.08
91500138 | Unknown | 1976-07-26 | -16.03
91500138 | Unknown | 1976-10-01 | -16.06
91500138 | Unknown | 1977-04-18 | -16.05
91500138 | Unknown | 1977-07-07 | -16.05
91500138 | Unknown | 1977-10-16 | -16.06
91500138 | Unknown | 1978-04-06 | -16.12
91500138 | Unknown | 1978-07-30 | -16.17
91500138 | Unknown | 1979-06-24 | -15.85
91500139 | Unknown | 1973-06-15 | -17.92
91500139 | Unknown | 1974-03-18 | -20.6
91500139 | Unknown | 1974-11-06 | -20.6
91500139 | Unknown | 1975-04-21 | -20.6
91500139 | Unknown | 1975-09-17 | -20.6
91500139 | Unknown | 1975-12-03 | -17.13
91500139 | Unknown | 1976-03-20 | -17.12
91500139 | Unknown | 1976-07-26 | -17.03
91500139 | Unknown | 1976-10-01 | -17.02
91500139 | Unknown | 1977-04-18 | -16.99
91500139 | Unknown | 1977-07-07 | -16.97
91500139 | Unknown | 1977-10-16 | -16.94
91500139 | Unknown | 1978-04-06 | -16.95
91500139 | Unknown | 1978-07-30 | -16.96
91500139 | Unknown | 1979-06-24 | -16.88
100330013 | Unknown | 1999-08-14 | -29.46
100330013 | Unknown | 1999-08-16 | -29.48
100330013 | Unknown | 1999-08-18 | -29.47
100330013 | Unknown | 1999-08-19 | -29.46
100330013 | Unknown | 1999-08-20 | -29.45
100330013 | Unknown | 1999-08-21 | -29.44
100330013 | Unknown | 1999-08-22 | -29.48
100330013 | Unknown | 1999-08-23 | -29.46
100330013 | Unknown | 1999-08-24 | -29.46
100330013 | Unknown | 1999-08-25 | -29.45
100330013 | Unknown | 1999-08-26 | -29.44
100330013 | Unknown | 1999-08-27 | -29.44
100330013 | Unknown | 1999-08-28 | -29.45
100330013 | Unknown | 1999-08-29 | -29.45
100330013 | Unknown | 1999-08-31 | -29.48
100330013 | Unknown | 1999-09-02 | -29.46
100330013 | Unknown | 1999-09-04 | -29.45
100330013 | Unknown | 1999-09-06 | -29.45
100330013 | Unknown | 1999-09-07 | -29.45
100330013 | Unknown | 1999-09-08 | -29.46
100330013 | Unknown | 1999-09-09 | -29.45
100330013 | Unknown | 1999-09-10 | -29.45
100330013 | Unknown | 1999-09-12 | -29.46
100330013 | Unknown | 1999-09-14 | -29.46
100330013 | Unknown | 1999-09-16 | -29.45
100330013 | Unknown | 1999-09-17 | -29.48
100330013 | Unknown | 1999-09-18 | -29.5
100330013 | Unknown | 1999-09-20 | -29.5
100330013 | Unknown | 1999-09-21 | -29.48
100330013 | Unknown | 1999-09-22 | -29.47
100330013 | Unknown | 1999-09-23 | -29.47
100330013 | Unknown | 1999-09-24 | -29.47
100330013 | Unknown | 1999-09-25 | -29.47
100330013 | Unknown | 1999-09-26 | -29.46
100330013 | Unknown | 1999-09-28 | -29.48
100330013 | Unknown | 1999-09-30 | -29.47
100330013 | Unknown | 1999-10-02 | -29.46
100330013 | Unknown | 1999-10-03 | -29.44
100330013 | Unknown | 1999-10-04 | -29.46
100330013 | Unknown | 1999-10-06 | -29.47
100330013 | Unknown | 1999-10-07 | -29.45
100330013 | Unknown | 1999-10-08 | -29.45
100330013 | Unknown | 1999-10-09 | -29.45
100330013 | Unknown | 1999-10-10 | -29.44
100330013 | Unknown | 1999-10-12 | -29.46
100330013 | Unknown | 1999-10-14 | -29.45
100330013 | Unknown | 1999-10-16 | -29.45
100330013 | Unknown | 1999-10-18 | -29.47
100330013 | Unknown | 1999-10-19 | -29.44
100330013 | Unknown | 1999-10-21 | -29.45
100330013 | Unknown | 1999-10-23 | -29.44
100330013 | Unknown | 1999-10-25 | -29.45
100330013 | Unknown | 1999-10-27 | -29.45
100330013 | Unknown | 1999-10-29 | -29.44
100330013 | Unknown | 1999-10-31 | -29.44
100330013 | Unknown | 1999-11-01 | -29.44
100330013 | Unknown | 1999-11-03 | -29.44
100330013 | Unknown | 1999-11-05 | -29.44
100330013 | Unknown | 1999-11-06 | -29.41
100330013 | Unknown | 1999-11-07 | -29.43
100330013 | Unknown | 1999-11-08 | -29.4
100330013 | Unknown | 1999-11-10 | -29.44
100330013 | Unknown | 1999-11-11 | -29.43
100330013 | Unknown | 1999-11-13 | -29.43
100330013 | Unknown | 1999-11-14 | -29.45
100330013 | Unknown | 1999-11-16 | -29.43
100330013 | Unknown | 1999-11-18 | -29.44
100330013 | Unknown | 1999-11-20 | -29.45
100330013 | Unknown | 1999-11-21 | -29.41
100330013 | Unknown | 1999-11-23 | -29.43
100330013 | Unknown | 1999-11-25 | -29.45
100330013 | Unknown | 1999-11-26 | -29.42
100330013 | Unknown | 1999-11-28 | -29.42
100330013 | Unknown | 1999-11-30 | -29.42
100330013 | Unknown | 1999-12-02 | -29.44
100330013 | Unknown | 1999-12-04 | -29.44
100330013 | Unknown | 1999-12-06 | -29.45
100330013 | Unknown | 1999-12-08 | -29.44
100330013 | Unknown | 1999-12-10 | -29.44
100330013 | Unknown | 1999-12-12 | -29.43
100330013 | Unknown | 1999-12-14 | -29.45
100330013 | Unknown | 1999-12-15 | -29.48
100330013 | Unknown | 1999-12-17 | -29.46
100330013 | Unknown | 1999-12-19 | -29.45
100330013 | Unknown | 1999-12-21 | -29.45
100330013 | Unknown | 1999-12-23 | -29.47
100330013 | Unknown | 1999-12-25 | -29.46
100330013 | Unknown | 1999-12-26 | -29.44
100330013 | Unknown | 1999-12-28 | -29.43
100330013 | Unknown | 1999-12-29 | -29.42
100330013 | Unknown | 1999-12-30 | -29.44
100330013 | Unknown | 1999-12-31 | -29.45
100330013 | Unknown | 2000-01-01 | -29.44
100330013 | Unknown | 2000-01-02 | -29.45
100330013 | Unknown | 2000-01-03 | -29.45
100330013 | Unknown | 2000-01-04 | -29.43
100330013 | Unknown | 2000-01-05 | -29.45
100330013 | Unknown | 2000-01-06 | -29.47
100330013 | Unknown | 2000-01-07 | -29.47
100330013 | Unknown | 2000-01-09 | -29.45
100330013 | Unknown | 2000-01-10 | -29.44
100330013 | Unknown | 2000-01-11 | -29.42
100330013 | Unknown | 2000-01-12 | -29.43
100330013 | Unknown | 2000-01-13 | -29.44
100330013 | Unknown | 2000-01-15 | -29.43
100330013 | Unknown | 2000-01-16 | -29.46
100330013 | Unknown | 2000-01-18 | -29.45
100330013 | Unknown | 2000-01-20 | -29.47
100330013 | Unknown | 2000-01-22 | -29.46
100330013 | Unknown | 2000-01-23 | -29.43
100330013 | Unknown | 2000-01-24 | -29.47
100330013 | Unknown | 2000-01-25 | -29.48
100330013 | Unknown | 2000-01-27 | -29.46
100330013 | Unknown | 2000-01-29 | -29.42
100330013 | Unknown | 2000-01-30 | -29.46
100330013 | Unknown | 2000-02-01 | -29.47
100330013 | Unknown | 2000-02-03 | -29.47
100330013 | Unknown | 2000-02-04 | -29.48
100330013 | Unknown | 2000-02-05 | -29.46
100330013 | Unknown | 2000-02-06 | -29.45
100330013 | Unknown | 2000-02-07 | -29.44
100330013 | Unknown | 2000-02-08 | -29.48
100330013 | Unknown | 2000-02-09 | -29.44
100330013 | Unknown | 2000-02-11 | -29.47
100330013 | Unknown | 2000-02-13 | -29.45
100330018 | Hutton Sandstone | 2000-08-21 | -26.8

## Table E-1
Table E-1 Galilee Basin Water Quality Summary Table
DST Samples | DERM bore registration number | Tenement | Identified aquifer | Date | Depth of Sample | Conductivity | pH | Hardness | Alkalinity | Total Dissolved Solids | Sodium | Potassium | Calcium | Magnesium | Iron | Manganese | Bicarbonate | Carbonate | Chloride | Fluoride | Nitrate | Sulphate | Zinc | Well Name | Note
[5 empty] | (m) | (uS/cm) |  | (mg/L Ca) | (mg/L) | (mg/L) | (mg/L) | (mg/L) | (mg/L) | (mg/L) | (mg/L) | (mg/L) | (mg/L) | (mg/L) | (mg/L) | (mg/L) | (mg/L) | (mg/L) | (mg/L)
DST | 1046* | 529 | Adori Sandstone | 1989-11-11 | 861 | 1800 | 9.1 | 22.5 | 730 | 930 | 255 | 3.8 | 8.2 | 0.5 | 0.8 | 0.11 | 750 | 68 | 160 | 6.4 | ND | 28.5 | 0.21 | Longreach one
DST | 50078* | 529 | Aramac Coal Measures | 2012-09-16 | 916 | 2500 | 7.8 | 61 | 726 | 1425 | 570 | 22 | 20 | 2.8 |  |  | 907.5 | NA | 346 |  | ND | 10.5 |  | Crossmore 1
DST | 50194* | 529 | Aramac Coal Measures | 1993-12-23 | 1077.3 | 2220 | 7.8 | 39 | 552 | 1421 | 487 | 10 | 14 | 1.1 |  |  | 674.2 | NA | 385 |  | ND | 3.1 |  | Rodney Creek 2
DST | 50194* | 529 | Aramac Coal Measures | 1993-12-18 | 1082.82 | 77800 | 6.8 | 615 | 467 | 49792 | 19650 | 70 | 225 | 13 |  |  | 570.7 | NA | 31350 |  | ND | 113 |  | Rodney Creek 2
DST | 50078* | 529 | Bandanna Formation | 2012-09-16 | 873 | 2150 | 7.9 | 107 | 810 | 1151 | 387 | 17 | 10 | 20 |  |  | 1013.3 | NA | 192 |  | ND | 18 |  | Crossmore 1
DST | 50078* | 529 | Bandanna Formation | 2012-09-15 | 846.5 | 1860 | 7.8 | 46 | 833 | 1119 | 459 | 16 | 14 | 2.8 |  |  | 1041 | NA | 93 |  | ND | 13.1 |  | Crossmore 1
DST | 50078* | 529 | Bandanna Formation | 2012-09-15 | 825.5 | 1820 | 8 | 39 | 795 | 1088 | 445 | 14 | 13 | 1.5 |  |  | 994.5 | NA | 103 |  | ND | 13.6 |  | Crossmore 1
DST | 50078* | 529 | Bandanna Formation | 2012-09-17 | 819.5 | 1830 | 7.9 | 47 | 804 | 1088 | 450 | 15 | 16 | 1.8 |  |  | 1005 | NA | 100 |  | ND | 2.9 |  | Crossmore 1
DST | -- | 529 | Betts Creek Beds |  |  | 2430 |  |  | 740 | 1580 | 418 | 18 | 16 | 2 | 0.48 | 0.025 | 740 | ND | 213 | 6.4 | 0.09 | ND | ND | GA02
DST | -- | 529 | Betts Creek Beds |  |  | 2150 |  |  | 637 | 1400 | 384 | 17 | 13 | 0 | 0.65 | 0.024 | 609 | 28 | 205 | 8 | 0.08 | 6 | ND | GA05
DST | 50193* | 529 | Betts Creek Beds | 1993-08-19 | 1054.6 | 3170 | 7.4 | 65 | 678 | 1938 | 485 | 410 | 21 | 3 | 35 | 0.47 | 847.9 | NA | 592 |  | 0.3 | 3 | 0.42 | Rodney Creek 1
DST | 50193* | 529 | Betts Creek Beds | 1993-08-19 | 1054.6 | 3750 | 7.5 | 69 | 730 | 2313 | 520 | 572 | 20 | 4.7 | 3.08 | 0.34 | 912.8 | NA | 734 |  | 0.6 | 5 | 0.1 | Rodney Creek 1
DST | 50193* | 529 | Betts Creek Beds | 1993-08-15 | 1040.9 | 6310 | 7.6 | 88 | 727 | 4023 | 534 | 1492 | 28 | 4.4 | 14 | 1.66 | 908.9 | NA | 1503 |  | ND | 7.5 | 0.36 | Rodney Creek 1
DST | 50193* | 529 | Betts Creek Beds |  | 1023 | 2030 | 7.8 | 70 | 796 | 1245 | 475 | 4 | 21 | 4.2 | 0.36 | 0.07 | 995.2 | NA | 135 |  | ND | 108 | 0.02 | Rodney Creek 1
DST | 50193* | 529 | Betts Creek Beds | 1993-08-11 | 975.3 | 1560 | 7.7 | 23 | 651 | 963 | 389 | 14.6 | 8.3 | 0.5 | 3.33 | 0.52 | 814 | NA | 129 |  | 0.1 | 14 | 0.87 | Rodney Creek 1
DST | 50194* | 529 | Betts Creek Beds | 1993-12-26 | 1003.05 | 3530 |  |  |  | 2259 | 768 | 17 | 17 | 2.2 |  |  | 991.1 | NA | 656 |  | ND | 9 |  | Rodney Creek 2
DST | 50194* | 529 | Betts Creek Beds | 1993-12-25 | 942.19 | 2960 | 7.5 | 28 | 773 | 1894 | 656 | 18 | 9.8 | 0.9 |  |  | 944.9 | NA | 498 |  | ND | 11 |  | Rodney Creek 2
DST | 50194* | 529 | Betts Creek Beds | 1993-12-24 | 1026.45 | 1850 | 7.6 | 29 | 532 | 1184 | 411 | 9.6 | 10 | 0.9 |  |  | 649.7 | NA | 263 |  | ND | 2.9 |  | Rodney Creek 2
DST | 50194* | 529 | Betts Creek Beds | 1993-12-23 | 1029.45 | 11830 | 7.4 | 118 | 728 | 7571 | 2580 | 23 | 41 | 3.7 |  |  | 889.5 | NA | 3597 |  | ND | 27 |  | Rodney Creek 2
DST | 50194* | 529 | Betts Creek Beds | 1993-12-22 | 1022.88 | 10230 | 7.9 | 71 | 843 | 6547 | 2295 | 20 | 24 | 2.6 |  |  | 1030.1 | NA | 2884 |  | ND | 23 |  | Rodney Creek 2
DST | 50194* | 529 | Betts Creek Beds | 1993-12-21 | 976.75 | 3180 | 7.9 | 36 | 829 | 2035 | 722 | 19 | 12 | 1.4 |  |  | 1013.3 | NA | 535 |  | ND | 7 |  | Rodney Creek 2
DST | 50194* | 529 | Betts Creek Beds | 1993-12-21 | 941.83 | 19800 | 7.9 | 117 | 686 | 12672 | 3890 | 18 | 39 | 4.8 |  |  | 838 | NA | 5538 |  | ND | 36 |  | Rodney Creek 2
DST | 50194* | 529 | Betts Creek Beds | 1993-12-20 | 1002.74 | 45400 | 7.9 | 104 | 742 | 29056 | 11300 | 36 | 36 | 3.4 |  |  | 907.3 | NA | 16756 |  | ND | 97 |  | Rodney Creek 2
DST | 50194* | 529 | Betts Creek Beds | 1993-12-20 | 1012.65 | 29900 | 8.1 | 97 | 833 | 19136 | 7260 | 26 | 28 | 6.6 |  |  | 1018.1 | NA | 10480 |  | ND | 61 |  | Rodney Creek 2
DST | 50194* | 529 | Betts Creek Beds | 1993-12-19 | 1029.35 | 90100 | 9.2 | 362 | 1256 | 57664 | 23550 | 7.5 | 145 | 0.01 |  |  | 1177.3 | 181.9 | 37935 |  | ND | 164 |  | Rodney Creek 2
DST | 50194* | 529 | Betts Creek Beds | 1993-12-18 | 1038.6 | 73200 | 7.8 | 141 | 928 | 46848 | 19650 | 28 | 45 | 7 |  |  | 1134.2 | NA | 28700 |  | ND | 130 |  | Rodney Creek 2
| 308 | 529 | Clematis Sandstone | 1972-12-15 |  | 520 | 8 | 26 | 223 | 309.47 | 120 |  | 7 | 2 |  |  | 244 | 14 | 46 | 0.5 |  | ND
| 308 | 529 | Clematis Sandstone | 1975-06-13 |  | 570 | 8 | ND | 209 | 283.78 | 112 | 8 | 2.4 | 0.3 |  |  | 255 |  | 35 | 0.5 | ND | 0.4
| 308 | 529 | Clematis Sandstone | 1988-09-27 |  | 420 | 8 | ND | 187 | 277.29 | 92 | 8 | 2.2 | 0.1 | 0.06 | 0.06 | 220 | 4 | 33 | 0.3 | ND | 2
| 308 | 529 | Clematis Sandstone | 1991-08-08 | 825 | 450 | 8 | ND | 183 | 292.14 | 97 | 16 | 2.3 | 0.3 | 0.01 | 0.06 | 220 | 2 | 35.5 | 0.2 | ND | 2
| 308 | 529 | Clematis Sandstone | 1990-08-08 |  | 449 | 8 | ND | 185 | 289.8 | 96.5 | 16 | 2.3 | 0.3 | ND | 0.06 | 222.4 | 2 | 35.4 | 0.24 | ND | ND
| 1257 | 529 | Hooray Sandstone | 1987-03-11 | 594 | 540 | 8 | 11 | 220 | 320 | 115 | 6 | 4.3 | 0.1 | 0.02 | 0.01 | 265 | 2 | 43 | 0.9 | 1 | ND
| 1257 | 529 | Hooray Sandstone | 1971-08-31 | 595 | 600 | 7 | 33 | 234 | 324.68 | 124 |  | 10 | 2 |  |  | 285 |  | 48 | 0.55 | ND | ND
| 3453 | 529 | Hooray Sandstone | 2003-02-17 | 587 | 1762 | 8 | ND | 862 | 1122.28 | 449.3 | 2 | 2.4 | 0.1 | ND | ND | 1001.8 | 24 | 111.3 | 4.26 | ND | ND | ND
| 10679 | 529 | Hooray Sandstone | 1989-09-12 | 452 | 455 | 8 | 16 | 190 | 290 | 96 | 5 | 6.3 | 0.1 | 0.01 | 0.05 | 230 | 2 | 35 | 0.3 | ND | 8.1
| 10679 | 529 | Hooray Sandstone | 2003-06-21 | 452 | 504 | 8 | 16 | 205 | 314.38 | 109.9 | 6 | 5.9 | 0.2 | 0.05 | 0.03 | 243.7 | 3 | 38.9 | 0.35 | ND | 8 | ND
| 10679 | 529 | Hooray Sandstone | 1985-02-20 | 452 | 510 | 8 | 14 | 201 | 308.31 | 105 | 6 | 5.7 |  | 0.06 | 0.04 | 240 | 3 | 36 | 0.4 | ND | 13
| 10679 | 529 | Hooray Sandstone | 1984-09-12 |  | 760 | 8 | 34 | 282 | 497.02 | 160 | 8 | 9.4 | 2.6 | 3.5 | 0.04 | 340 | 2 | 68 | 0.5 | 4 | 20
| 10679 | 529 | Hooray Sandstone | 1983-07-09 |  | 510 | 8 | 29 | 198 | 318.31 | 105 | 6 | 9 | 1.5 |  |  | 240 | 1 | 44 | 0.3 | ND | 8.6
| 10679 | 529 | Hooray Sandstone | 1971-12-02 | 452 | 515 | 8 | 14 | 210 | ND | 121 |  | 4 | 1 |  |  | 256 |  | 40 | 0.5 |  | 12
| 10679 | 529 | Hooray Sandstone | 2009-11-17 | 452 | 507 | 8 | 14 | 194 | 308 | 111 | 6 | 5.3 | 0.2 | 0.02 | 0.03 | 233 | 2 | 36 | 0.3 | ND | 8.3 | ND
| 93613 | 529 | Hooray Sandstone | 1999-08-05 | 841 | 1550 | 9 | 16 | 631 | 959.36 | 385 | 4 | 5.1 | 0.6 | 0.2 | 0.02 | 720 | 24 | 145 | 5.4 | 1 | 4 | 0.02
| 146209 | 529 | Hooray Sandstone | 2010-04-15 | 642 | 1380 | 9 | ND | 472 | 769 | 307 | 2 | 1.5 | 0.1 | 0.05 | ND | 547 | 14 | 143 | 3.6 | ND | ND | ND
DST | 1046* | 529 | Hooray Sandstone | 1989-11-11 | 766 | 1650 | 9.1 | 42 | 670 | 1000 | 340 | 4.9 | 14 | 1.7 | 0.9 | 0.11 | 690 | 64 | 165 | 6.6 | ND | 36.5 | 2.27 | Longreach one
| 1646 | 529 | Hutton Sandstone | 2004-02-24 | 748 | 775 | 8 | ND | 270 | 472.77 | 177.1 | 7 | 1.1 | 0.1 | ND | 0.01 | 325 | 2 | 97.6 | 1.23 | ND | ND | ND
| 1653 | 529 | Hutton Sandstone | 1966-01-01 |  | 720 | 9 | ND | 268 | 447.65 | 185 |  | 2.8 | ND |  |  | 288 | 19 | 98 | 1.04 |  | ND
| 1653 | 529 | Hutton Sandstone | 1989-09-16 | 764 | 680 | 8 | ND | 247 | 438.09 | 160 | 5 | 2.5 | 0.1 | 0.01 | 0.03 | 295 | 3 | 92 | 1 | ND | 2
| 1653 | 529 | Hutton Sandstone | 2003-04-17 | 764 | 731 | 8 | ND | 244 | 438.74 | 164.3 | 5 | 1.6 | 0.1 | 0.04 | 0.03 | 289.4 | 4 | 94.2 | 0.93 | ND | ND | ND
| 3857 | 529 | Hutton Sandstone | 1990-08-08 |  | 430 | 8 | 13 | 174 | 289.35 | 89 | 18 | 4.5 | 0.3 | 0.49 | 0.07 | 210 | 1 | 33 | 0.2 | ND | 5.4 | ND
| 3857 | 529 | Hutton Sandstone | 1965-04-09 |  |  |  | 14 | 177 | 254.3 | 101.5 |  | 5.7 | ND |  |  |  | 106 | 37.1 |  |  | 4.2
| 3857 | 529 | Hutton Sandstone | 1966-01-01 |  | 410 | 8 | 20 | 174 | 235.8 | 91.6 |  | 6.4 | 1 |  |  | 193 | 10 | 32 | 0.3 |  | ND
| 3861 | 529 | Hutton Sandstone | 1988-09-23 |  | 530 | 8 | ND | 235 | 340 | 125 | 5 | 1.5 | ND | 0.01 | 0.04 | 280 | 3 | 43 | 0.4 | ND | 2
| 3861 | 529 | Hutton Sandstone | 2004-02-11 | 868 | 558 | 8 | ND | 235 | 344.14 | 126.9 | 5 | 0.8 | 0.1 | ND | 0.01 | 281.7 | 2 | 42.3 | 0.34 | ND | ND | ND
| 3861 | 529 | Hutton Sandstone | 1971-08-09 | 884 | 575 | 8 | ND | 236 | 335.01 | 139 |  | 2 | ND |  |  | 288 |  | 52 | 0.4 | ND | ND
| 4008 | 529 | Hutton Sandstone | 1989-01-17 | 932 | 650 | 9 | ND | 285 | 415.78 | 155 | 5 | 3.5 | 0.1 | 0.15 | ND | 325 | 10 | 44 | 0.8 | ND | ND | ND
| 4305 | 529 | Hutton Sandstone | 1992-03-16 | 856 | 506 | 8 | 15 | 219 | 321.57 | 109.6 | 10 | 5.1 | 0.6 | ND | 0.01 | 263.5 | 2 | 33.9 | 0.71 | ND | ND
| 4305 | 529 | Hutton Sandstone | 1968-05-08 |  | 495 | 8 | ND | 216 | 285.46 | 117 |  | 4 | ND |  |  | 264 |  | 34 | 0.65
| 4305 | 529 | Hutton Sandstone | 2010-05-17 | 856 | 527 | 8 | 14 | 212 | 330 | 115 | 8 | 4.5 | 0.6 | 0.05 | 0.05 | 256 | 1 | 44 | 0.61 | ND | ND | ND
| 4305 | 529 | Hutton Sandstone | 2003-04-15 | 856 | 496 | 8 | 13 | 220 | 314.07 | 108.9 | 7 | 4.4 | 0.5 | 0.07 | 0.04 | 262.5 | 3 | 33.6 | 0.54 | ND | ND | 0.03
| 4305 | 529 | Hutton Sandstone | 1966-01-01 |  | 460 | 8 | 18 | 224 | 300.4 | 120 |  | 7.2 | ND |  |  | 249 | 12 | 38 | 0.77 |  | ND
| 5001 | 529 | Hutton Sandstone | 1971-12-01 |  | 445 | 8 | ND | 185 | 255.62 | 105 |  | 3 | 0.1 |  |  | 226 |  | 35 | 0.4 |  | 1
| 5001 | 529 | Hutton Sandstone | 1966-01-01 |  | 480 | 8 | ND | 188 | 283.13 | 116.3 |  | 1.6 | ND |  |  | 229.8 |  | 40 | 0.24 |  | 12
| 5001 | 529 | Hutton Sandstone | 1974-10-17 |  | 450 |  | ND | 190 | ND | 110.3 |  | 2 | 1.2 |  |  | 231.8 |  | 42.5
| 5001 | 529 | Hutton Sandstone | 1985-09-13 | 599 | 425 | 8 | ND | 170 | 250 | 94 | 7 | 1 | ND | ND | 0.01 | 205 | 2 | 21.5 | 0.2 | ND | ND
| 5001 | 529 | Hutton Sandstone | 2004-02-18 | 600 | 467 | 8 | ND | 194 | 286.23 | 102.5 | 7 | 0.6 | 0.1 | ND | 0.03 | 234.5 | 1 | 33.7 | 0.34 | ND | 0.9 | ND
| 11295 | 529 | Hutton Sandstone | 1985-03-13 |  | 445 | 8 | 25 | 184 | 271.16 | 87 | 7 | 9.6 | 0.2 | 0.07 | 0.01 | 220 | 2 | 27 | 0.2 | ND | 8.5
| 11295 | 529 | Hutton Sandstone | 1991-10-25 | 598 | 588 | 8 | 19 | 227 | 356.92 | 129 | 8 | 5.5 | 1.2 | 0.07 | ND | 272.6 | 2 | 38.6 | 0.36 | ND | 13.1
| 11295 | 529 | Hutton Sandstone | 1965-05-20 | 599 | ND | 8 | ND | 13 | 18.52 | 7.1 |  | 0.4 | ND |  |  | ND | 8 | 2.4 | 0.62 |  | 0.3
| 11295 | 529 | Hutton Sandstone | 1971-11-24 |  | 435 | 8 | 15 | 180 | 267.52 | 105 |  | 6 | ND |  |  | 220 |  | 35 | 0.35 |  | 13
| 11295 | 529 | Hutton Sandstone | 1991-10-25 | 598 | 431 | 8 | 17 | 174 | 266.76 | 93 | 7 | 6 | 0.4 | ND | 0.01 | 211.3 | ND | 27.2 | 0.29 | ND | 7.3
| 11295 | 529 | Hutton Sandstone | 1966-01-01 |  | 425 | 8 | 20 | 182 | 241.46 | 94 |  | 8 | ND |  |  | 222 |  | 30 | 0.3 |  | ND
| 11369 | 529 | Hutton Sandstone | 2003-03-07 | 844 | 990 | 8 | ND | 437 | 624.96 | 242 | 4 | 3.9 | 0.2 | 0.05 | 0.01 | 514.4 | 9 | 76.9 | 3.36 | ND | ND | ND
| 11369 | 529 | Hutton Sandstone | 2010-03-10 | 845 | 1060 | 8 | 11 | 431 | 621 | 240 | 4 | 4.3 | 0.2 | 0.03 | 0.02 | 511 | 7 | 75 | 3.4 | ND | ND | ND
| 11369 | 529 | Hutton Sandstone | 1990-11-20 | 844 | 1025 | 8 | 12 | 442 | 666.9 | 266 | 4 | 4.3 | 0.2 | 0.03 | ND | 516.6 | 11 | 92.7 | 3.36 | ND | ND
| 11369 | 529 | Hutton Sandstone | 1988-11-21 | 844 | 960 | 9 | ND | 445 | 620 | 240 | 4 | 3.3 | ND | 0.02 | 0.01 | 500 | 18 | 78 | 3.3 | ND | 2
| 11369 | 529 | Hutton Sandstone | 1976-07-15 |  | 1080 | 8 | 18 | 445 | 617.23 | 240 | 4 | 6.4 | 0.4 |  |  | 526 | 8 | 58 | 2.8 | ND | 4
| 11369 | 529 | Hutton Sandstone | 1952-02-12 | 845 | ND |  | 11 | 444 | 538 | 224.5 |  | 4.3 | ND |  |  | ND | 266 | 40 | 3.2 |  | ND
| 11369 | 529 | Hutton Sandstone | 1966-05-09 | 845 | 1030 | 9 | ND | 404 | ND | 255.3 |  | 1.6 | ND |  |  | 415 | 38 | 100 | 3 |  | 13.5
| 22569 | 529 | Hutton Sandstone | 1966-09-13 | 900.34 | NA | 8 | 25 | 615 | 1150 | 338 | NA | 10 | NA |  |  | 750 | NA | 90 |  |  | 18 |  | Glenaras 1
| 22569 | 529 | Hutton Sandstone | 1966-09-13 | 782.08 | NA | 8.8 | 10 | 375 | 850 | 212 | NA | 4 | NA |  |  | 340 | 58 | 62 |  |  | 9 |  | Glenaras 1
| 118009 | 529 | Hutton Sandstone | 2003-03-28 | 600 | 472 | 8 | 11 | 199 | 303.51 | 107.9 | 6 | 4 | 0.2 | 0.1 | 0.03 | 240.2 | 2 | 38.6 | 0.6 | ND | 0.6 | ND
| 118304 | 529 | Hutton Sandstone | 2006-01-30 | 859 | 549 | 8 | ND | 222 | 323 | 117 | 6 | 1.3 | 0.1 | 0.3 | 0.04 | 262 | 4 | 40 | 0.3 | ND | ND | ND
| 118977 | 529 | Hutton Sandstone | 2008-03-12 | 804 | 963 | 8 | ND | 329 | 556 | 217 | 6 | 2.4 | 0.1 | 0.07 | ND | 386 | 7 | 102 | 2.5 | ND | ND | 0.01
DST | 1046* | 529 | Hutton Sandstone | 1989-11-11 | 916 | 1500 | 9.1 | 8.7 | 650 | 960 | 380 | 3.6 | 3.5 | 0.1 | 0.9 | 0.03 | 670 | 61 | 150 | 6 | ND | 2 | ND | Longreach one
| 1927 | 529 | Undifferentiated Injune Creek Group | 2003-02-19 | 762 | 1600 | 8 | ND | 692 | 989.11 | 395.5 | 3 | 2.8 | 0.1 | 0.01 | ND | 810 | 16 | 130 | 4.4 | ND | ND | ND
| 1927 | 529 | Undifferentiated Injune Creek Group | 1966-01-01 |  | 1640 | 9 | 12 | 628 | 916.14 | 381 |  | 1.6 | 1.9 |  |  | 610 | 77 | 140 | 0.9 |  | 14
| 1927 | 529 | Undifferentiated Injune Creek Group | 1965-06-24 | 763 | ND | 8 | ND | 881 | ND | 474.8 |  | 1.4 | 1.4 |  |  | ND | 528 | 117.3 | 4 |  | 1.4
| 1927 | 529 | Undifferentiated Injune Creek Group | 1969-01-21 |  | 1645 | 8 | 14 | 724 | 1023.97 | 429 |  | 4 | 1 |  |  | 883 |  | 152 | 3.8
| 22595 | 529 | Jericho Formation | 1967-03-31 | 1588.24 | 3800 | 8.3 | 350 | 160 | 2360 | 754 | NA | 134 | 4 |  |  | 176 | 10 | 1220 |  |  | 104 |  | Thunderbolt 1
| 22595 | 529 | Jericho Formation | 1967-03-31 | 1588.24 | 4400 | 8.4 | 1800 | NA | 6840 | NA | NA | 480 | 146 |  |  | NA | NA | 1500 |  |  | 60 |  | Thunderbolt 1
| 22595 | 529 | Jochmus Formation | 1967-03-31 | 1363.91 | 1800 | 7.7 | 50 | 200 | 820 | 300 | NA | 10 | 6 |  |  | 244 | NA | 300 |  |  | 75 |  | Thunderbolt 1
| 22595 | 529 | Jochmus Formation | 1967-03-31 | 1363.91 | NA | 8 | 40 | 220 | 900 | 298 | NA | 8 | 5 |  |  | 268 | NA | 250 |  |  | 112 |  | Thunderbolt 1
| 22687 | 529 | Jochmus Formation | 1969-07-10 | 1726.61 | NA | 9.5 | NA |  | NA | NA | NA | NA | NA |  |  | NA | NA | 240 |  |  | NA |  | Rand 1
| 22688 | 529 | Jochmus Formation | 1969-12-19 | 1390.74 | NA | 7.9 | 120 | 350 | 809 | 280 | NA | 12 | 22 |  |  | 427 | NA | 225 |  |  | 60 |  | MUTTABURRA 1
| 22569 | 529 | Joe Joe Group | 1966-09-13 | 1529.41 | NA | 7.7 | NA | 270 | 1300 | 235 | NA | NA | NA |  |  | 330 | NA | 140 |  |  | 44 |  | Glenaras 1
DST | -- | 529 | Undifferentiated Permian | [6 empty] | 1500 | 503 | 21 | 8 | 2 |  |  | 680 | 111 | 248 |  |  | 11 |  | Mail Rd Crossing | No report
DST | 61752* | 529 | Undifferentiated Permian | 2010-11-09 | [5 empty] | 1400 | 384 | 17 | 13 | 0 |  |  | 609 | 28 | 205 |  |  | 6 |  | Glenaras 5 | No water quality data in report
DST | 61753* | 529 | Undifferentiated Permian | 2010-11-09 | [5 empty] | 1580 | 418 | 18 | 16 | 2 |  |  | 740 | 1 | 213 |  |  | 1 |  | Glenaras 2 | No water quality data in report
DST | 63063* | 529 | Undifferentiated Permian | 2010-05-09 | [5 empty] | 24060 | 2167 | 20000 | 60 | 47 |  |  | 2300 | 810 | 13000 |  |  | 540 |  | Montani-1 | No report
DST | 63063* | 529 | Undifferentiated Permian | 2010-05-09 | [5 empty] | 7598 | 470 | 3800 | 16 | 9.5 |  |  | 920 | 170 | 3600 |  |  | 210 |  | Montani-1 | No report
| 22687 | 529 | Undifferentiated Carboniferous | 1969-07-10 | 1877.48 | NA | 8.1 | NA |  | NA | NA | NA | NA | NA |  |  | NA | NA | 340 |  |  | NA |  | Rand 1
| 65 | 529 | undifferentiated aquifer | 1971-10-13 | 435 | 400 | 8 | 23 | 165 | 225.08 | 85 |  | 6 | 2 |  |  | 201 |  | 25 | 0.25 |  | 8
| 65 | 529 | undifferentiated aquifer | 1970-03-04 | 435 | 350 | 8 | 14 | 165 | 194.08 | 76 |  | 5 | 0.3 |  |  | 201 |  | 6 | 0.95 | ND | 7
| 65 | 529 | undifferentiated aquifer | 1986-12-17 |  | 390 | 8 | 11 | 159 | 238.55 | 85 | 2 | 4.1 | 0.1 | 0.02 | 0.01 | 190 | 2 | 21 | 0.2 | ND | 9.9
| 1645 | 529 | undifferentiated aquifer | 2004-02-25 | 781 | 887 | 8 | ND | 352 | 594.01 | 235 | 7 | 1.5 | 0.1 | 0.05 | 0.03 | 417 | 6 | 107.6 | 2.43 | ND | ND | 0.01
| 1645 | 529 | undifferentiated aquifer | 1988-09-24 |  | 950 | 8 | ND | 350 | 570 | 215 | 5 | 2.4 | ND | 0.04 | 0.06 | 410 | 7 | 110 | 2.8 | ND | 2
| 1645 | 529 | undifferentiated aquifer | 1966-01-01 |  | 1000 | 8 | ND | 332 | 557.85 | 228 |  | 3.2 | ND |  |  | 356 | 24 | 112 | 2.6 |  | 13
| 1645 | 529 | undifferentiated aquifer | 1965-02-20 | 781 | ND | 8 | ND | 363 | 594.6 | 246 |  | 2.9 | ND |  |  | ND | 217 | 125.8 | 2.5 |  | ND
| 1648 | 529 | undifferentiated aquifer | 1966-05-10 | 991 | 580 | 8 | ND | 232 | ND | 138.5 |  | 1.6 | ND |  |  | 283 |  | 56 | 0.6 |  | 11.5
| 1649 | 529 | undifferentiated aquifer | 2004-02-24 | 645 | 823 | 8 | ND | 287 | 499.79 | 186.8 | 6 | 2.1 | 0.5 | 0.19 | 0.02 | 342.5 | 4 | 90.9 | 1.63 | ND | 14.3 | ND
| 1649 | 529 | undifferentiated aquifer | 1965-07-13 | 666 | ND | 9 | 40 | 303 | ND | 270.3 |  | 11.4 | 2.9 |  |  | ND | 182 | 114.4 | 1.8 |  | 155.9
| 1652 | 529 | undifferentiated aquifer | 1971-11-22 | 810 | 1510 | 8 | 19 | 600 | 894.92 | 370 |  | 6 | 1 |  |  | 732 |  | 155 | 2 |  | 1
| 1652 | 529 | undifferentiated aquifer | 1966-05-10 | 810 | 1500 | 9 | ND | 144 | 596.5 | 336 |  | 1.6 | 1 |  |  |  | 86 | 152 | 6 |  | 13.5
| 1652 | 529 | undifferentiated aquifer | 2004-10-22 |  | 1510 | 8 | 13 | 580 | 895.26 | 350 | 8 | 4.8 | 0.2 | ND | 0.03 | 695 | 6 | 143 | 5.5 | ND | ND | ND
| 1652 | 529 | undifferentiated aquifer | 1988-09-26 | 809 | 1450 | 8 | 21 | 594 | 748.79 | 340 | 7 | 7.4 | 0.5 | 0.01 | 0.01 | 690 | 17 | 0.1 | 6.1 | ND | 2
| 1921 | 529 | undifferentiated aquifer | 1989-09-16 | 609 | 1250 | 9 | ND | 506 | 818.21 | 335 | 1 | 1.7 | 0.2 | 0.01 | 0.01 | 580 | 18 | 145 | 3.8 | 1 | 2
| 1921 | 529 | undifferentiated aquifer | 1987-12-18 | 609 | 1350 | 9 | ND | 490 | 800 | 330 | 1 | 1.3 | ND | 0.01 | 0.01 | 560 | 18 | 145 | 4 | ND | 2
| 1921 | 529 | undifferentiated aquifer | 1969-01-26 | 610 | 1320 | 7 | ND | 521 | 807.93 | 340 |  | 2 | ND |  |  | 635 |  | 150 | 3.7 |  | ND
| 1921 | 529 | undifferentiated aquifer | 2002-10-31 | 610 | 1360 | 9 | ND | 516 | 826.64 | 340.4 | 2 | 1.3 | 0.1 | 0.01 | ND | 586 | 21 | 144 | 3.73 | ND | 0.7 | ND |  |  | QPED
| 1921 | 529 | undifferentiated aquifer | 1966-01-01 |  | 1300 | 9 | ND | 568 | 852.91 | 357 |  | 3.2 | ND |  |  | 517 | 86 | 148 | 4.1 |  | ND
| 1922 | 529 | undifferentiated aquifer | 1986-10-22 |  | 1000 | 9 | 215 | 310 | 600 | 240 | 3 | 3.6 | ND | ND | ND | 500 | 14 | 76 | 3.5 | ND | ND
| 1922 | 529 | undifferentiated aquifer | 1969-01-21 | 779 | 1030 | 8 | 17 | 460 | 635.74 | 264 |  | 5 | 1 |  |  | 561 |  | 88 | 1.9 |  | ND
| 1922 | 529 | undifferentiated aquifer | 2002-07-25 | 778 | 1001 | 8 | ND | 433 | 625.65 | 248.6 | 3 | 4 | 0.1 | 0.06 | 0.01 | 515.6 | 6 | 74.5 | 3.44 | ND | ND | ND
| 1926 | 529 | undifferentiated aquifer | 1965-10-13 |  | 1580 | 8 | 24 | 621 | 884.33 | 335 |  | 3 | 4 |  |  | 647 | 54 | 165 | 5.2 |  | ND
| 1926 | 529 | undifferentiated aquifer | 1987-12-17 | 841 | 1450 | 8 | ND | 560 | 870 | 355 | 4 | 3.7 | 0.1 | 0.01 | 0.01 | 660 | 13 | 140 | 5.2 | ND | 2
| 1926 | 529 | undifferentiated aquifer | 1965-10-13 |  | 5090 | 9 | 28 | 2092 | 3221.55 | 1343 |  | 3 | 5 |  |  | 1452 | 540 | 610 | 6.6 |  | ND
| 1926 | 529 | undifferentiated aquifer | 1966-10-20 |  | 1525 | 8 | 17 | 616 | 898.87 | 366 |  | 2 | 3 |  |  | 702 | 24 | 152 | 4.7 |  | 2
| 1926 | 529 | undifferentiated aquifer | 1966-10-20 |  | 1500 | 8 | 13 | 583 | 860.24 | 356 |  | 2 | 2 |  |  | 634 | 38 | 144 | 4.5 |  | 2
| 1926 | 529 | undifferentiated aquifer | 1966-10-20 |  | 2090 | 8 | 21 | 809 | 1201.45 | 493 |  | 5 | 2 |  |  | 850 | 67 | 204 | 6.5 |  | 6
| 1926 | 529 | undifferentiated aquifer | 1969-01-21 | 842 | 1465 | 8 | 17 | 592 | 887.01 | 369 |  | 5 | 1 |  |  | 722 |  | 152 | 5 |  | ND
| 1926 | 529 | undifferentiated aquifer | 1965-10-13 |  | 1860 | 9 | 21 | 691 | 1044.74 | 429 |  | 2 | 4 |  |  | 610 | 114 | 190 | 5.8 |  | ND
| 1926 | 529 | undifferentiated aquifer | 1966-10-20 |  | 1745 | 9 | 13 | 664 | 993.81 | 412 |  | 2 | 2 |  |  | 625 | 91 | 168 | 5.5 |  | 6
| 1926 | 529 | undifferentiated aquifer | 1965-10-13 |  | 1450 | 9 | 20 | 591 | 883.54 | 363 |  | 3 | 3 |  |  | 586 | 66 | 155 | 5.4 |  | ND
| 3859 | 529 | undifferentiated aquifer | 2004-02-17 | 859 | 465 | 8 | ND | 193 | 290.03 | 103.4 | 6 | 0.7 | 0.1 | ND | 0.01 | 232.6 | 1 | 34.3 | 0.24 | ND | 1.4 | ND
| 4301 | 529 | undifferentiated aquifer | 1971-08-30 | 555 | 520 | 7 | 18 | 200 | 331.72 | 155 |  | 7 | ND |  |  | 244 |  | 49 | 0.75 | ND | ND
| 4301 | 529 | undifferentiated aquifer | 1987-03-11 | 555 | 470 | 8 | 15 | 184 | 285.2 | 98 | 5 | 5.8 | 0.1 | ND | ND | 220 | 2 | 41 | 0.6 | ND | ND | 0.03
| 4301 | 529 | undifferentiated aquifer | 1987-09-02 |  | 450 | 8 | 28 | 174 | 276.82 | 91 | 6 | 10.5 | 0.4 | 0.04 | 0.04 | 210 | 1 | 41 | 0.5 | ND | ND | ND
| 4301 | 529 | undifferentiated aquifer | 1966-01-01 |  | 540 | 8 | 16 | 208 | 322.99 | 127.5 |  | 6.4 | ND |  |  | 254 |  | 52 | 0.7 |  | 11.5
| 4301 | 529 | undifferentiated aquifer | 2003-04-15 | 552 | 479 | 8 | 15 | 193 | 303.64 | 106.5 | 5 | 5.5 | 0.2 | 0.04 | 0.02 | 231.1 | 2 | 43.9 | 0.6 | ND | ND | ND
| 4302 | 529 | undifferentiated aquifer | 1958-09-18 | 759 | ND | 8 | 20 | 260 | ND | 148.7 |  | 5.7 | 1.4 |  |  | ND | 156 | 60.1 | 1.4 |  | ND
| 4302 | 529 | undifferentiated aquifer | 1958-05-06 | 759 | ND |  | 17 | 236 | 331.1 | 133 |  | 4.3 | 1.4 |  |  | ND | 142 | 50.1 | 0.7 |  | ND
| 12373 | 529 | undifferentiated aquifer | 1956-03-21 | 85 | ND |  | 851 | 201 | ND | 1999.1 |  | 201.6 | 84.4 |  |  | ND | 120 | 2614 | 0.05 |  | 1259.8
| 100255 | 529 | undifferentiated aquifer | 1993-08-25 |  | 3750 | 8 | 70 | 749 | 2305.22 | 520 | 572 | 20 | 4.7 |  |  | 913 |  | 734 |  | 1 | 5
| 118976 | 529 | undifferentiated aquifer | 2008-03-13 | 619 | 439 | 8 | ND | 174 | 265 | 96 | 7 | 1 | 0.1 | 0.57 | 0.06 | 210 | 2 | 31 | 0.19 | ND | 1.2 | 0.02
| 146118 | 529 | undifferentiated aquifer | 2009-04-21 | 445 | 386 | 8 | ND | 161 | 239 | 85 | 2 | 3.8 | 0.2 | 0.04 | 0.01 | 189 | 4 | 21 | 0.14 | ND | 7.8 | ND
| 146273 | 529 | undifferentiated aquifer | 2010-04-14 | 768 | 586 | 8 | ND | 208 | 351 | 129 | 4 | 3.5 | 0.1 | 0.15 | 0.03 | 247 | 3 | 58 | 0.64 | ND | ND | ND
DST | -- | 529 | undifferentiated aquifer |  |  | 930 | 8.3 |  | 470 | 710 |  | 3.9 | 1.9 | ND | ND | 0.014 |  |  | 75 |  |  | ND | 0.025 | Glenaras House
DST | -- | 529 | undifferentiated aquifer |  |  | 714 | 8.2 |  |  |  | 173 | 3.93 | 2.64 | 0.14 | 1.8 | 0.078 | [6 empty] | ND | GOW1
DST | -- | 529 | undifferentiated aquifer |  |  | 770 | 9 |  | 350 | 470 |  | 3.9 | 1.3 | ND | 0.1 | 0.019 |  |  | 50 |  |  | ND | ND | GOW1
| 1647 | 529 | Wallumbilla Formation | 2003-04-17 | 915 | 743 | 8 | ND | 209 | 442.83 | 165.4 | 5 | 1 | 0.1 | 0.07 | 0.03 | 247.2 | 4 | 118.2 | 0.78 | ND | 0.5 | ND
| 1647 | 529 | Wallumbilla Formation | 1986-12-17 | 914 | 750 | 8 | ND | 320 | 480 | 155 | 5 | 1.9 | 0.1 | 0.05 | ND | 200 | 1 | 135 | 0.4 | 3 | ND
| 1647 | 529 | Wallumbilla Formation | 1980-09-04 | 24 | 1370 | 8 | 717 | 650 | 815.94 | 29 | 1 | 7 | 170 |  |  | 778 | 7 | 105 | 0.1 | ND | 14
| 1650 | 529 | Wallumbilla Formation | 2010-08-09 | 568 | 1000 | 9 | ND | 364 | 593 | 227 | 5 | 2.8 | 0.2 | 0.02 | 0.03 | 423 | 10 | 105 | 3 | ND | ND | ND
| 1650 | 529 | Wallumbilla Formation | 1971-12-03 |  | 1000 | 8 | 12 | 390 | 593.81 | 247 |  | 3 | 1 |  |  | 445 | 15 | 105 | 3 |  | 1
| 1650 | 529 | Wallumbilla Formation | 1965-02-20 | 921 | ND | 8 | ND | 365 | ND | 244.5 |  | 2.9 | ND |  |  | ND | 219 | 124.4 | 2.5 |  | ND
| 1650 | 529 | Wallumbilla Formation | 1988-09-26 |  | 940 | 8 | ND | 360 | 590 | 220 | 5 | 3.6 | 0.1 | 0.01 | 0.02 | 425 | 8 | 110 | 3.1 | ND | 2
| 1651 | 529 | Wallumbilla Formation | 1988-09-25 |  | 1350 | 9 | 24 | 619 | 859.63 | 330 | 9 | 7.7 | 1.2 | 0.01 | 0.01 | 710 | 22 | 105 | 3.8 | 4 | 2.6
| 1651 | 529 | Wallumbilla Formation | 2010-08-09 | 571 | 1170 | 9 | 16 | 472 | 696 | 263 | 7 | 5.2 | 0.8 | 0.04 | 0.04 | 550 | 12 | 101 | 3 | ND | 1.3 | ND
| 1651 | 529 | Wallumbilla Formation | 1976-06-12 |  | 1400 | 8 | 27 | 645 | 898.05 | 348 | 10 | 9 | 1 | ND |  | 777 | 5 | 103 | 5 | 4 | ND
| 1651 | 529 | Wallumbilla Formation | 1971-12-03 |  | 1450 | 8 | 19 | 645 | 873.52 | 364 |  | 6 | 1 |  |  | 787 |  | 110 | 3.55 |  | 2
| 3858 | 529 | Wallumbilla Formation | 1965-05-20 |  | ND | 8 | ND | 217 | 301.9 | 125.8 |  | 1.4 | ND |  |  | ND | 130 | 42.9 | 0.3 |  | 1.4
| 3858 | 529 | Wallumbilla Formation | 1988-09-22 |  | 430 | 8 | ND | 190 | 280 | 100 | 4 | 0.6 | ND | 0.01 | 0.01 | 225 | 3 | 37.5 | 0.2 | ND | 2
| 3860 | 529 | Wallumbilla Formation | 1988-09-22 |  | 425 | 8 | ND | 190 | 280 | 100 | 4 | 1.3 | ND | 0.09 | 0.02 | 225 | 4 | 35.5 | 0.2 | ND | 2
| 3860 | 529 | Wallumbilla Formation | 2004-02-18 | 840 | 456 | 8 | ND | 188 | 279.79 | 100.6 | 5 | 0.7 | ND | ND | 0.01 | 226.9 | 1 | 34.1 | 0.23 | ND | ND | ND
| 3860 | 529 | Wallumbilla Formation | 1965-05-20 | 841 | ND | 8 | ND | 210 | 293.35 | 123 |  | 1.4 | ND |  |  | ND | 126 | 42.9 | 0.25 |  | ND
| 3860 | 529 | Wallumbilla Formation | 1966-01-01 |  | 450 | 8 | ND | 210 | 288.27 | 120 |  | 2 | ND |  |  | 232 | 12 | 40 | 0.2 |  | ND
DST | 50194* | 529 |  |  |  | 2210 | 7.6 | 23 | 430 | 1414 | 461 | 5.7 | 8.4 | 0.6 |  |  | 512.9 | NA | 440 |  | ND | 3.6 |  | Rodney Creek 2
Non GBOF Tenement | 57375* | 578 | Adori Sandstone | 1999-01-05 | 1062 | 2200 | 8.4 |  | 537 | 14080 | 285 | 242 | 14 | 0.01 | NA | ND | 623 | 16 | 350 |  | ND | 28 |  | North Apsley
Non GBOF Tenement | 57375* | 578 | Adori Sandstone | 1999-01-05 | 1062 | 2260 | 8.5 |  | 527 | 1446 | 279 | 218 | 10 | 0.01 | NA | ND | 588 | 27 | 304 |  | 5 | 30 |  | North Apsley
| 13904 | 666 | Allaru Mudstone | 1969-09-24 |  | 1100 | 8 | 26 | 200 | 639.67 | 247 |  | 2 | 5 |  |  | 244 |  | 230 | 0.7 |  | 35
| 91500029 | 666 | Alluvium | 1967-01-01 |  | 482 | 8 | 153 | 124 | 295.75 | 55 |  | 38 | 14 |  |  | 151 |  | 36 | 0.5 |  | 78
| 91500029 | 666 | Alluvium | 1970-10-05 |  | 430 | 7 | 155 | 141 | 208.68 | 21 |  | 34 | 17 |  |  | 171 |  | 20 | 0.6 |  | 32
| 91500032 | 666 | Alluvium | 1970-10-05 |  | 1300 | 7 | 241 | 338 | 773.11 | 202 |  | 75 | 13 |  |  | 412 |  | 136 | 0.53 |  | 144
| 91500032 | 666 | Alluvium | 1967-04-10 |  | 845 | 8 | 113 |  | 514.12 | 136 |  | 45 |  |  |  | 227 |  | 68 | 0.5 |  | 153
| 91500033 | 666 | Alluvium | 1970-10-05 |  | 420 | 7 | 79 | 15 | 207.6 | 81 |  | 28 | 2 |  |  | 18 |  | 35 | 0.75 |  | 52
| 91500033 | 666 | Alluvium | 1967-07-25 |  | 688 | 8 | 114 | 180 | 435.38 | 119 |  | 29 | 10 |  |  | 219 |  | 44 | 0.7 |  | 125
| 91500034 | 666 | Alluvium | 1967-07-25 | 26 | 1125 | 8 | 104 | 245 | 672.83 | 217 |  | 25 | 10 |  |  | 298 |  | 128 | 0.3 |  | 146
| 91500034 | 666 | Alluvium | 1970-10-05 |  | 1475 | 7 | 220 | 347 | 793.95 | 221 |  | 60 | 17 |  |  | 422 |  | 152 | 0.45 |  | 136
| 91500038 | 666 | Alluvium | 1967-07-25 | 20 | 2960 | 8 | 207 | 289 | 1881.88 | 614 |  | 40 | 26 |  |  | 352 |  | 500 | 0.8 |  | 528
| 1841 | 666 | Hooray Sandstone | 1969-12-16 |  | 540 | 7 | 22 | 190 | 294.27 | 115 |  | 7 | 1 |  |  | 232 |  | 55 | 0.2 |  | 2
| 2805 | 666 | Hooray Sandstone | 1969-09-18 | 244 | 1350 | 8 | 17 | 235 | 780.22 | 302 |  | 2 | 3 |  |  | 250 | 18 | 270 | 0.3 |  | 62
| 2805 | 666 | Hooray Sandstone | 1972-07-02 |  | 1250 | 8 | 41 | 241 | 749.33 | 279 |  | 8 | 5 |  |  | 220 | 36 | 220 | 0.16 |  | 93
| 6847 | 666 | Hooray Sandstone | 1972-06-16 | 9 | 1450 | 8 | 56 | 148 | ND | 305 |  | 14 | 5 |  |  | 181 |  | 356 | 0.4 |  | 66
| 51840 | 666 | Hooray Sandstone | 1984-08-02 | 232 | 550 | 8 | 165 | 219 | 311.04 | 50 | 8 | 25 | 25 | 0.01 | 0.03 | 265 | 1 | 41.5 | 0.1 | ND | 15
| 51840 | 666 | Hooray Sandstone | 1984-08-02 | 232 | 560 | 8 | 165 | 218 | 311.16 | 50 | 8 | 25 | 25 | 0.02 | 0.03 | 265 | 1 | 42 | 0.1 | ND | 15
| 1048 | 666 | Hutton Sandstone | 1991-09-02 | 416 | 512 | 8 | 152 | 189 | 285.05 | 44.4 | 10 | 23 | 22.9 | ND | ND | 229.7 | ND | 40.9 | 0.18 | 6 | 10.7
| 6321 | 666 | Moolayember Formation | 1969-08-06 | 296 | 770 | 8 | 269 |  | 659.3 | 80 |  | 50 | 35 |  |  |  |  | 55 | 0.3 | 424 | 15
| 6321 | 666 | Moolayember Formation | 1972-06-12 |  | 660 | 8 | 204 | 43 | 267.72 | 90 |  | 34 | 29 |  |  | 3 | 24 | 64 | 0.24 |  | 25
| 11742 | 666 | Ronlow Beds | 1969-09-17 | 245 | 700 | 8 | 66 | 195 | ND | 131 |  | 20 | 4 |  |  | 238 |  | 90 | 0.25 |  | 27
| 11742 | 666 | Ronlow Beds | 1972-06-21 |  | 660 | 9 | 41 | 187 | 392.05 | 143 |  | 5 | 7 |  |  | 193 | 17 | 98 | 0.15 |  | 27
| 17616 | 666 | Ronlow Beds | 1969-08-24 |  | 2100 | 8 | 216 | 70 | 1122.14 | 344 |  | 60 | 16 |  |  | 85 |  | 570 | 0.35 |  | 90
| 1837 | 666 | undifferentiated aquifer | 2008-04-29 | 713 | 505 | 8 | 143 | 173 | 273 | 36 | 16 | 27 | 19 | ND | ND | 210 | ND | 43 | 0.28 | ND | 7.8 | ND
| 1837 | 666 | undifferentiated aquifer | 1969-12-16 |  | 560 | 8 | 160 | 200 | ND | 58 |  | 46 | 11 |  |  | 244 |  | 60 | 0.35 |  | 1
| 1837 | 666 | undifferentiated aquifer | 1966-07-13 |  | 432 | 9 | 133 | 156 | 255.65 | 52 |  | 30 | 14 |  |  | 151 | 19 | 54 | 0.4 |  | 12
| 2791 | 666 | undifferentiated aquifer | 1969-08-25 | 152 | 1600 | 8 | 150 | 200 | 907.32 | 300 |  | 14 | 28 |  |  | 244 | ND | 380 | 0.35 |  | 65
| 2792 | 666 | undifferentiated aquifer | 1969-08-26 | 153 | 1690 | 8 | 136 | 125 | 1210.58 | 402 |  | 38 | 10 |  |  | 153 |  | 460 | 0.35 | ND | 225
| 2795 | 666 | undifferentiated aquifer | 1969-08-23 | 180 | 2400 | 8 | 179 | 100 | 1182.39 | 390 |  | 60 | 7 |  |  | 122 |  | 640 | 0.4 |  | 25
| 2796 | 666 | undifferentiated aquifer | 1969-08-24 |  | 950 | 8 | 45 | 185 | 504.47 | 185 |  | 5 | 8 |  |  | 226 |  | 145 | 0.35 |  | 50
| 2800 | 666 | undifferentiated aquifer | 1969-08-23 | 70 | 3000 | 8 | 561 | 140 | ND | 419 |  | 106 | 72 |  |  | 171 |  | 870 | 0.6 |  | 93
| 2802 | 666 | undifferentiated aquifer | 1969-08-24 | 183 | 1530 | 8 | 27 | 175 | 877.67 | 332 |  | 6 | 3 |  |  | 214 |  | 345 | 0.45 |  | 86
| 2803 | 666 | undifferentiated aquifer | 1969-08-24 | 183 | 1180 | 8 | 53 | 135 | 678.38 | 243 |  | 18 | 2 |  |  | 165 |  | 270 | 0.25 |  | 64
| 2997 | 666 | undifferentiated aquifer | 2008-04-29 | 381 | 672 | 8 | 236 | 273 | 360 | 51 | 7 | 36 | 36 | ND | ND | 330 | 1 | 44 | 0.13 | ND | 6.5 | ND
| 2997 | 666 | undifferentiated aquifer | 1969-08-06 | 381 | 630 | 8 | 129 | 266 | 352.61 | 98 |  | 22 | 18 |  |  | 324 |  | 55 | 0.3 |  | ND
| 3007 | 666 | undifferentiated aquifer | 1969-09-23 | 236 | 990 | 7 | 43 | 185 | 487.88 | 178 |  | 4 | 8 |  |  | 225 |  | 140 | 0.25 |  | 47
| 3008 | 666 | undifferentiated aquifer | 1972-06-20 | 183 | 1000 | 8 | 46 | 200 | ND | 234 |  | 12 | 4 |  |  | 244 |  | 140 | 0.12 |  | 150
| 3009 | 666 | undifferentiated aquifer | 1969-08-22 |  | 1900 | 8 | 137 | 180 | ND | 378 |  | 40 | 9 |  |  | 220 |  | 475 | 0.6 |  | 105
| 3012 | 666 | undifferentiated aquifer | 1969-09-23 | 253 | 630 | 8 | 12 | 180 | ND | 139 |  | 3 | 1 |  |  | 220 |  | 70 | 0.25 |  | 31
| 3302 | 666 | undifferentiated aquifer | 1972-11-03 | 357 | 1650 | 7 | 122 | 106 | ND | 297 |  | 24 | 15 |  |  | 129 |  | 440 | 0.2 |  | 38
| 3304 | 666 | undifferentiated aquifer | 1969-09-17 | 274 | 1700 | 8 | 91 | 140 | ND | 319 |  | 28 | 5 |  |  | 171 |  | 410 | 0.5 |  | 62
| 3306 | 666 | undifferentiated aquifer | 1969-09-17 |  | 1300 | 8 | 33 | 95 | ND | 251 |  | 10 | 2 |  |  | 116 |  | 305 | 0.4 |  | 51
| 3310 | 666 | undifferentiated aquifer | 1969-08-25 |  | 1750 | 8 | 45 | 150 | 978.43 | 364 |  | 8 | 6 |  |  | 183 |  | 425 | 0.45 |  | 85
| 3312 | 666 | undifferentiated aquifer | 1959-08-25 |  | 3700 | 7 | 69 | 70 | 2022.24 | 767 |  | 16 | 7 |  |  | 85 |  | 1160 | 0.45 |  | 30
| 3313 | 666 | undifferentiated aquifer | 1969-08-25 | 116 | 2100 | 8 | 116 | 234 | 832.4 | 367 |  | 40 | 4 |  |  |  | 140 | 225 | 0.4 |  | 56
| 3314 | 666 | undifferentiated aquifer | 1969-08-25 | 120 | 1700 | 8 | 111 | 107 | 890.32 | 303 |  | 36 | 5 |  |  | 130 |  | 410 | 0.4 |  | 72
| 3322 | 666 | undifferentiated aquifer | 1969-08-24 |  | 3100 | 8 | 584 | 85 | 1653.49 | 425 |  | 51 | 111 |  |  | 104 | ND | 1000 | 0.35 |  | 15
| 3323 | 666 | undifferentiated aquifer | 1969-08-24 |  | 7600 | 8 | 1151 | 90 | 4413.64 | 1251 |  | 286 | 106 |  |  | 110 |  | 2580 | 0.55 |  | 136
| 4171 | 666 | undifferentiated aquifer | 1966-01-01 |  | 700 | 8 | 134 | 235 | 409.08 | 98.4 | 18 | 48 | 3.4 |  |  | 286 |  | 98 | 2.15 |  | ND
| 4181 | 666 | undifferentiated aquifer | 1969-09-17 | 192 | 1280 | 7 | 41 | 140 | 710.48 | 258 | 8 |  | 10 |  |  | 171 |  | 310 | 0.4 |  | 40
| 5145 | 666 | undifferentiated aquifer | 1967-09-19 | 178 | 1620 | 7 | 70 | 120 | ND | 314 |  | 18 | 6 |  |  | 146 |  | 410 | 0.5 |  | 50
| 5511 | 666 | undifferentiated aquifer | 1969-08-24 |  | 3150 | 8 | 590 | 85 | 1763.44 | 455 |  | 60 | 107 |  |  | 104 |  | 980 | 0.3 |  | 110
| 5580 | 666 | undifferentiated aquifer | 1969-08-23 | 137 | 2250 | 8 | 195 | 305 | ND | 417 |  | 50 | 17 |  |  | 372 |  | 480 | 0.35 |  | 115
| 5580 | 666 | undifferentiated aquifer | 1978-12-12 |  | 3600 | 7 | 1060 | 400 | 1904.07 | 350 | 4 | 164 | 158 |  |  | 485 | 1 | 960 | 0.2 | ND | 24
| 5581 | 666 | undifferentiated aquifer | 1969-08-23 | 153 | 1350 | 8 | 136 | 330 | ND | 246 |  | 28 | 16 |  |  | 403 |  | 205 | 0.45 |  | 54
| 5607 | 666 | undifferentiated aquifer | 1969-08-24 |  | 1900 | 8 | 229 | 140 | 1032.43 | 312 |  | 62 | 18 |  |  | 171 |  | 515 | 0.35 |  | 41
| 5662 | 666 | undifferentiated aquifer | 1969-08-23 | 192 | 1500 | 8 | 111 | 100 | 861.54 | 279 |  | 36 | 5 |  |  | 122 |  | 315 | 0.55 |  | 166
| 5888 | 666 | undifferentiated aquifer | 1969-08-23 |  | 1190 | 8 | 86 | 140 | 2810.53 | 2333 |  | 18 | 10 |  |  | 171 |  | 195 | 0.45 |  | 170
| 6131 | 666 | undifferentiated aquifer | 1969-06-21 | 49 | 1360 | 8 | 51 | 148 | ND | 294 |  | 14 | 4 |  |  | 180 |  | 160 | 0.45 |  | 300
| 6263 | 666 | undifferentiated aquifer | 1960-08-25 |  | 1870 | 8 | 96 | 90 | 1020.44 | 361 |  | 22 | 10 |  |  | 110 |  | 535 | 0.35 | 38
| 6263 | 666 | undifferentiated aquifer | 1969-08-25 |  | 870 | 8 | 96 | 90 | 1020.44 | 361 |  | 22 | 10 |  |  | 110 |  | 535 | 0.35 |  | 38
| 7938 | 666 | undifferentiated aquifer | 1969-06-24 | 184 | 2350 | 8 | 113 | 188 | 1245.95 | 415 |  | 37 | 5 |  |  | 229 |  | 544 | 0.35 |  | 132
| 8040 | 666 | undifferentiated aquifer | 1970-10-02 |  | 1000 | 8 | 193 | 326 | 572.5 | 151 |  | 46 | 19 |  |  | 397 |  | 85 | 0.3 |  | 76
| 8040 | 666 | undifferentiated aquifer | 1969-08-23 |  | 12700 | 8 | 197 | 100 | 7435.84 | 2845 |  | 18 | 37 |  |  | 122 | ND | 4380 | 0.85 |  | 95
| 11221 | 666 | undifferentiated aquifer |  | 185 | ND |  | 14 | 208 | ND | 194.5 |  | 5.7 | ND |  |  | ND | 124 | 108.7 |  |  | 74.4
| 11222 | 666 | undifferentiated aquifer | 1969-06-23 | 73 | 10200 | 7 | 1225 | 20 | ND | 1870 |  | 370 | 73 |  |  | 24 |  | 2720 | 1.2 |  | 1380
| 11256 | 666 | undifferentiated aquifer | 1969-08-23 | 258 | 850 | 8 | 215 | 126 | ND | 310 |  | 48 | 23 |  |  | 154 |  | 436 | 0.45 |  | 140
| 11429 | 666 | undifferentiated aquifer | 1969-09-21 |  | 560 | 8 | 39 | 215 | ND | 118 |  | 14 | 1 |  |  | 262 |  | 53 | 0.3 |  | 3
| 11809 | 666 | undifferentiated aquifer | 1968-01-10 | 183 | 3600 | 8 | 829 | 140 | ND | 710 |  | 200 | 80 |  |  | 171 |  | 475 | 0.8 |  | 1500
| 11884 | 666 | undifferentiated aquifer | 1969-08-25 | 104 | 1800 | 8 | 64 | 105 | 955.39 | 345 |  | 24 | 1 |  |  | 128 |  | 450 | 0.45 |  | 72
| 13408 | 666 | undifferentiated aquifer | 1969-08-24 | 98 | 1620 | 7 | 416 | 260 | 877.22 | 187 |  | 20 | 89 |  |  | 317 |  | 315 | 0.35 |  | 110
| 14981 | 666 | undifferentiated aquifer | 1969-08-24 | 162 | 350 | 8 | 202 | 434 | 1676.01 | 600.6 |  | 57.2 | 14.3 |  |  | 529.1 |  | 715 | 0.15 |  | 28.6
| 15897 | 666 | undifferentiated aquifer | 1982-09-21 |  | 1950 | 7 | 65 | 107 | 1051.83 | 345 | 6 | 16 | 6 |  |  | 130 | ND | 355 | 0.2 | ND | 245
| 15897 | 666 | undifferentiated aquifer | 1982-09-21 |  | 1700 | 7 | 58 | 107 | ND | 300 | 4 | 15 | 5 |  |  | 115 | ND | 315 | 0.2 | ND | 190
| 15897 | 666 | undifferentiated aquifer | 1972-06-04 |  | 6900 | 8 | 1458 | 100 | ND | 1001 |  | 440 | 87 |  |  | 122 |  | 2440 | 0.15 | ND | 92
| 17215 | 666 | undifferentiated aquifer | 1967-04-17 | 158 | 1700 | 8 | 60 | 96 | ND | 333 |  | 19 | 3 |  |  | 117 |  | 412 | 0.4 |  | 63
| 17215 | 666 | undifferentiated aquifer | 1967-04-17 | 204 | 830 | 7 | 100 | 196 | ND | 146 |  | 30 | 6 |  |  | 239 |  | 76 | 0.3 |  | 104
| 26537 | 666 | undifferentiated aquifer | 1967-10-26 |  | 1400 | 7 | 311 | 235 | ND | 204 |  | 90 | 21 |  |  | 287 |  | 155 | 0.7 |  | 288
| 51582 | 666 | undifferentiated aquifer | 1982-01-14 |  | 2150 | 7 | 336 | 210 | 1116.18 | 280 | 12 | 100 | 21 |  |  | 255 | ND | 560 | 0.3 | ND | 7
| 69114 | 666 | undifferentiated aquifer | 1985-06-20 |  | 1700 | 8 | 90 | 111 | 965.04 | 320 | 6 | 28 | 4.9 | 0.08 | 0.08 | 135 | ND | 375 | 0.2 | ND | 150
| 93440 | 666 | undifferentiated aquifer | 1998-03-10 | 102 | 405 | 8 | 11 | 160 | 246.75 | 89 | 4 | 3.7 | 0.5 | 0.09 | 0.02 | 190 | 2 | 32 | 0.2 | ND | 5.2 | 0.02
| 93467 | 666 | undifferentiated aquifer | 1998-07-27 | 416 | 500 | 7 | 151 | 197 | 279.38 | 42.5 | 9 | 25 | 21.5 | 0.02 | 0.03 | 240 | ND | 37.5 | 0.2 | ND | 8.8 | 0.02
| 93792 | 666 | undifferentiated aquifer | 2003-10-16 | 160 | 1650 | 8 | 181 | 190 | 939.66 | 270.3 | 11 | 40.5 | 19.5 | ND | ND | 226.7 | 2 | 337 | 0.13 | ND | 128.9 | ND
| 91500011 | 666 | undifferentiated aquifer | 1970-10-05 |  | 555 | 7 | 164 | 137 | 302.12 | 49 |  | 54 | 7 |  |  | 166 |  | 48 | 0.5 |  | 62
| 91500011 | 666 | undifferentiated aquifer | 1967-01-01 |  | 4998 | 8 | 130 | 133 | 283.26 | 56 |  | 32 | 12 |  |  | 161 |  | 32 | 0.1 |  | 72
| 91500016 | 666 | undifferentiated aquifer | 1970-10-05 |  | 295 | 7 | 95 | 95 | 174.65 | 29 |  | 28 | 6 | 0.6 |  | 115 |  | 17 | 0.5 |  | 37
| 91500016 | 666 | undifferentiated aquifer | 1968-11-21 |  | 400 | 7 | 103 | 127 | 253.02 | 56 |  | 26 | 9 |  |  | 154 |  | 26 | 0.3 |  | 60
| 91500017 | 666 | undifferentiated aquifer | 1970-10-05 |  | 270 | 6 | 77 | 81 | 248.64 | 41 |  | 24 | 4 | 56 |  | 98 |  | 18 | 0.45 |  | 57
| 91500017 | 666 | undifferentiated aquifer | 1970-01-15 |  | 300 | 7 | 85 | 88 | 168.86 | 32 |  | 19 | 9 |  |  | 107 |  | 20 | 0.25 |  | 36
| 91500017 | 666 | undifferentiated aquifer | 1970-01-12 |  | 290 | 7 | 78 | 74 | 149.25 | 26 |  | 18 | 8 |  |  | 90 |  | 14 |  |  | 39
| 91500018 | 666 | undifferentiated aquifer | 1970-10-05 |  | 460 | 8 | 148 |  | 228.89 | 29 |  | 59 |  |  |  | 188 |  | 28 | 0.45 |  | 20
| 91500018 | 666 | undifferentiated aquifer | 1968-11-21 |  | 460 | 7 | 93 | 123 | 279.46 | 69 |  | 24 | 8 |  |  | 149 |  | 30 | 0.2 |  | 75
| 91500019 | 666 | undifferentiated aquifer | 1970-10-06 |  | 530 | 8 | 195 | 210 | 305.48 | 49 |  | 40 | 23 |  |  | 256 |  | 50 | 0.6 |  | 17
| 91500019 | 666 | undifferentiated aquifer | 1968-11-22 |  | 540 | 7 | 113 | 207 | 319.31 | 83 |  | 30 | 9 |  |  | 252 |  | 32 | 0.4 |  | 41
| 91500020 | 666 | undifferentiated aquifer | 1967-01-01 |  | 658 | 8 | 149 | 142 | 376.26 | 82 |  | 33 | 16 |  |  | 173 |  | 48 | 0.2 |  | 112
| 91500020 | 666 | undifferentiated aquifer | 1970-10-05 |  | 500 | 8 | 184 | 173 | 276.66 | 34 |  | 52 | 13 |  |  | 210 |  | 45 | 0.4 |  | 29
| 91500023 | 666 | undifferentiated aquifer | 1967-01-01 |  | 1140 | 8 | 54 | 217 | 679.11 | 242 |  | 10 | 7 |  |  | 264 |  | 134 | 0.3 |  | 156
| 91500025 | 666 | undifferentiated aquifer | 1970-10-06 |  | 780 | 8 | 257 | 215 | 428.18 | 63 |  | 58 | 27 |  |  | 262 |  | 50 | 0.35 |  | 101
| 91500025 | 666 | undifferentiated aquifer | 1968-11-22 |  | 620 | 8 | 181 | 209 | 383.29 | 76 |  | 46 | 16 |  |  | 254 |  | 44 | 0.4 |  | 76
| 91500026 | 666 | undifferentiated aquifer | 1967-07-25 |  | 1140 | 8 | 54 | 234 | 689.11 | 242 |  | 10 | 7 |  |  | 264 | 10 | 134 | 0.3 |  | 156
| 91500027 | 666 | undifferentiated aquifer | 1967-07-25 |  | 935 | 8 | 215 | 251 | 570.18 | 134 |  | 56 | 18 |  |  | 256 | 24 | 96 | 0.3 |  | 116
| 91500027 | 666 | undifferentiated aquifer | 1970-10-05 |  | 1300 | 8 | 315 | 270 | 746.17 | 156 |  | 70 | 34 |  |  | 329 |  | 130 | 0.4 |  | 194
| 91500028 | 666 | undifferentiated aquifer | 1970-10-05 |  | 600 | 7 | 190 | 181 | 392.67 | 71 |  | 48 | 17 |  |  | 220 |  | 30 | 0.5 |  | 118
| 91500028 | 666 | undifferentiated aquifer | 1968-11-22 |  | 640 | 7 | 162 | 181 | 388.67 | 84 |  | 40 | 15 |  |  | 220 |  | 44 | 0.5 |  | 97
| 91500030 | 666 | undifferentiated aquifer | 1970-10-05 |  | 670 | 7 | 189 | 196 | 465.17 | 100 |  | 44 | 19 |  |  | 238 |  | 55 | 0.15 |  | 130
| 91500030 | 666 | undifferentiated aquifer | 1967-03-31 |  | 718 | 8 | 149 | 161 | 443.38 | 107 |  | 38 | 13 |  |  | 171 | 12 | 66 | 0.3 |  | 123
| 91500035 | 666 | undifferentiated aquifer | 1970-10-06 |  | 900 | 8 | 25 | 269 | 498.49 | 196 |  | 5 | 3 |  |  | 303 | 12 | 120 | 0.5 |  | 13
| 91500035 | 666 | undifferentiated aquifer | 1970-01-23 |  | 1000 | 7 | 205 | 248 | 581.54 | 138 |  | 62 | 12 |  |  | 302 |  | 110 | 0.05 |  | 111
| 91500035 | 666 | undifferentiated aquifer | 1969-12-16 |  | 500 | 8 | 182 | 160 | 305.03 | 43 |  | 48 | 15 |  |  | 195 |  | 18 | 0.15 |  | 85
| 91500041 | 666 | undifferentiated aquifer | 1968-11-14 |  | 510 | 7 | 179 | 201 | 290.17 | 44 |  | 50 | 13 |  |  | 244 |  | 26 | 0.2 |  | 37
| 91500044 | 666 | undifferentiated aquifer | 1970-10-06 |  | 1250 | 7 | 188 | 349 | 772.77 | 221 |  | 70 | 3 |  |  | 425 |  | 108 | 0.8 |  | 161
| 91500044 | 666 | undifferentiated aquifer | 1968-11-05 |  | 1090 | 8 | 138 | 292 | 685.45 | 208 |  | 32 | 14 | 1.8 |  | 356 |  | 104 | 0.6 |  | 150
| 91500045 | 666 | undifferentiated aquifer | 1970-10-05 |  | 1860 | 7 | 318 | 465 | 990.95 | 258 |  | 122 | 3 |  |  | 566 |  | 190 | 0.65 |  | 139
| 91500045 | 666 | undifferentiated aquifer | 1968-11-05 |  | 1820 | 8 | 258 | 433 | 1159.63 | 337 |  | 62 | 25 |  |  | 527 |  | 176 | 0.5 |  | 300
| 91500046 | 666 | undifferentiated aquifer | 1967-04-06 |  | 735 | 8 | 154 | 181 | 478.64 | 116 |  | 40 | 13 |  |  | 200 | 10 | 46 | 0.3 |  | 155
| 91500046 | 666 | undifferentiated aquifer | 1970-10-04 |  | 460 | 8 | 139 | 170 | 233.78 | 39 |  | 34 | 13 |  |  | 207 |  | 25 | 3 |  | 18
| 91500047 | 666 | undifferentiated aquifer | 1970-10-04 |  | 780 | 8 | 170 | 191 | 406.22 | 87 |  | 38 | 18 |  |  | 232 |  | 40 | 0.15 |  | 109
| 91500048 | 666 | undifferentiated aquifer | 1970-10-04 |  | 420 | 8 | 158 | 133 | 288.41 | 45 |  | 40 | 14 |  |  | 161 |  | 18 | 0.25 |  | 92
| 91500048 | 666 | undifferentiated aquifer | 1967-04-05 |  | 530 | 8 | 186 | 192 | 393.46 | 74 |  | 53 | 13 |  |  | 234 |  | 24 | 0.4 |  | 114
| 2798 | 666 | Wallumbilla Formation | 1972-06-23 |  | 1975 | 8 | 283 | 120 | 1169.93 | 332 |  | 82 | 19 |  |  | 146 |  | 525 | 0.14 |  | 140
| 2798 | 666 | Wallumbilla Formation | 1969-08-23 | 152 | 2400 | 8 | 179 | 101 | 1182.88 | 390 |  | 60 | 7 |  |  | 123 |  | 640 | 0.4 |  | 25
| 3309 | 666 | Wallumbilla Formation | 1972-07-03 |  | 2275 | 8 | 66 | 150 | 1324.29 | 491 |  | 18 | 5 |  |  | 183 |  | 630 | 0.31 |  | 90
| 4180 | 666 | Wallumbilla Formation | 1969-09-17 |  | 1100 | 7 | 105 | 165 | 527.28 | 187 |  | 14 | 17 | 0.1 |  | 201 |  | 210 | 0.35 |  | ND
| 4180 | 666 | Wallumbilla Formation | 1972-11-02 |  | 1050 | 8 | 370 | 528 | 660.9 | 132 |  | 51 | 59 |  |  | 644 |  | 68 | 0.25 | 34
| 9439 | 666 | Wallumbilla Formation | 1972-06-24 |  | 1300 | 8 | 227 | 156 | 531.57 | 107 |  | 61 | 18 |  |  | 190 |  | 112 | 0.15 |  | 140
| 3285 | 667 | Clematis Sandstone | 1970-04-18 | 85 | 4200 | 7 | 782 | 56 | ND | 600 |  | 112 | 122 |  |  | 68 |  | 1256 | 0.4 |  | 248
| 14217 | 667 | Clematis Sandstone | 1961-07-18 | 185 | ND |  | 161 | 67 | 635.2 | 184.5 |  | 17.2 | 28.6 |  |  | ND | 40 | 320.3 | 0.3 |  | 44.3
| 15021 | 667 | Clematis Sandstone | 1997-09-11 |  | 11660 | 7 | 2276 | 157 | 7005.42 | 1700 | 76 | 257 | 397 | 0.24 |  | 192 | ND | 3440 | 0.67 | ND | 1040
| 90242 | 667 | Clematis Sandstone | 1995-06-25 | 102 | 204 | 7 | 18 | 23 | 121.84 | 31.8 | 4 | 1.6 | 3.4 | 0.02 | ND | 28.3 | ND | 46.3 | 0.12 | 2 | 3.2 | 0.05
| 90242 | 667 | Clematis Sandstone | 1997-09-02 | 110 | 200 | 6 | 16 | 22 | 102.02 | 30 | 4 | 0.1 | 3.9 | 0.01 |  | 27 | ND | 45 | 0.13 | 2 | 3.1
| 22132 | 667 | Colinlea Sandstone |  | 1542.82 | NA | NA | 100 | 350 | 2420 | 275 | NA | 32 | 5 |  |  | NA | NA | 250 |  |  | NA |  | MARANDA 1
| 22132 | 667 | Colinlea Sandstone |  | 1445.9 | NA | NA | 100 | 290 | 2625 | 240 | NA | NA | 24 |  |  | NA | NA | 240 |  |  | NA |  | MARANDA 1
| 22132 | 667 | Colinlea Sandstone |  | 1445.9 | NA | NA | 580 | 900 | 24790 | 600 | NA | 152 | 48 |  |  | NA | NA | 680 |  |  | 37 |  | MARANDA 1
| 22132 | 667 | Colinlea Sandstone |  | 1365.13 | NA | 8.2 | 90 | 410 | 1255 | 429 | NA | 28 | 5 |  |  | 500 | NA | 405 |  |  | 46 |  | MARANDA 1
| 22132 | 667 | Colinlea Sandstone |  | 1150.56 | NA | 8.2 | 25 | 95 | 750 | 180 | NA | 10 | ND |  |  | 116 | ND | 280 |  |  | NA |  | MARANDA 1
| 1228 | 667 | Coreena Member of the Wallumbilla Formation | 1972-03-23 | 255 | 430 | 8 | 16 | 164 | 250.84 | 99 |  | 3 | 2 |  |  | 200 |  | 48 | 0.5 |  | ND
| 1228 | 667 | Coreena Member of the Wallumbilla Formation | 1990-11-08 | 266 | 427 | 8 | 12 | 150 | 257.73 | 91.8 | 7 | 4.1 | 0.4 | 0.19 | 0.01 | 176.2 | 3 | 39.7 | 0.48 | ND | 2.8 | 0.02
| 1228 | 667 | Coreena Member of the Wallumbilla Formation | 1987-03-12 | 262 | 425 | 8 | 11 | 150 | 255.13 | 91 | 6 | 4 | 0.1 | ND | ND | 180 | 1 | 37 | 0.4 | 1 | 5 | 0.05
| 1228 | 667 | Coreena Member of the Wallumbilla Formation | 1990-08-07 | 266 | 440 | 8 | 12 | 158 | 283.57 | 87 | 20 | 4 | 0.4 | ND | 0.02 | 190 | 1 | 51 | 0.4 | 1 | 2.5 | 0.01
| 12766 | 667 | Coreena Member of the Wallumbilla Formation | 1971-12-01 | 15 | 1350 | 8 | 24 | 445 | ND | 343 |  | 8 | 1 | ND |  | 543 | ND | 225 | 3.5 |  | ND
| 12766 | 667 | Coreena Member of the Wallumbilla Formation | 1971-11-30 | 16 | 1250 | 8 | ND | 405 | ND | 295 |  | 1 | ND |  |  | 494 | ND | 165 | 2.9 |  | ND
| 12005 | 667 | Doncaster Member of the Wallumbilla Formation | 1971-12-01 | 58 | 1500 | 8 | 50 | 420 | ND | 322 |  | 10 | 6 |  |  | 512 |  | 230 | 2 |  | ND
| 12005 | 667 | Doncaster Member of the Wallumbilla Formation | 1955-07-26 | 59 | ND |  | 18 | 399 | ND | 308.9 |  | 7.2 | ND |  |  | ND | 239 | 205.9 | 1.8 |  | ND
| 88 | 667 | Hooray Sandstone | 1970-03-06 | 371 | 475 | 8 | 24 | 176 | ND | 102 |  | 8 | 1 |  |  | 215 |  | 50 | 0.6 |  | ND
| 88 | 667 | Hooray Sandstone | 1974-05-30 |  | 480 | 8 | 22 | 170 | 267.93 | 100 | 7 | 8 | 0.4 |  |  | 204 | 2 | 50 | 0.62 | ND | ND
| 88 | 667 | Hooray Sandstone | 1966-01-01 |  | 440 | 9 | 24 | 194 | 279.77 | 108 |  | 8 | 1 |  |  | 202 | 17 | 46 | 0.65 |  | ND
| 88 | 667 | Hooray Sandstone | 1973-03-15 |  | 460 | 8 | 22 | 176 | 267.2 | 103 |  | 6.4 | 1.5 |  |  | 215 |  | 48 | 0.58 | 1 | 1
| 306 | 667 | Hooray Sandstone | 1997-12-15 | 188 | 1400 | 9 | ND | 181 | 622.93 | 330 | 4 | 2 | 0.1 | 0.29 | 0.02 | 50 | 84 | 150 | 2.9 | 1 | 7.2 | 0.02
| 306 | 667 | Hooray Sandstone | 1985-07-18 | 278 | 1400 | 8 | ND | 522 | 791.29 | 315 | 2 | 3.7 |  | 0.01 | 0.01 | 630 | 4 | 140 | 2.9 | ND | 2
| 1236 | 667 | Hooray Sandstone | 1992-07-08 | 186 | 336 | 8 | ND | 133 | 217.2 | 81.2 | 1 | 1.6 | 0.1 | 0.07 | ND | 159.3 | 1 | 26.6 | 0.24 | ND | 5.5
| 1236 | 667 | Hooray Sandstone | 1987-03-17 | 157 | 400 | 8 | ND | 150 | 260 | 90 | 2 | 0.8 | ND | ND | ND | 180 | 2 | 35 | 0.4 | ND | 4.2
| 1236 | 667 | Hooray Sandstone | 1972-04-19 | 759 | 530 | 8 | 18 | 230 | ND | 120 |  | 4 | 2 |  |  | 268 | 6 | 35 | 0.58 | ND | ND
| 1240 | 667 | Hooray Sandstone | 1972-01-01 |  | 490 | 8 | 12 | 146 | 211.84 | 85 |  | ND | 3 |  |  | 178 |  | 36 | 0.32 |  | ND
| 1240 | 667 | Hooray Sandstone | 1965-04-05 | 222 | ND | 8 | ND | 143 | 160.55 | 67.2 |  | 1.4 | ND |  |  | ND | 86 | 2.9 | 0.35 |  | 2.9
| 1240 | 667 | Hooray Sandstone | 1990-11-15 | 222 | 345 | 8 | ND | 132 | 212.96 | 80.5 | 3 | 1.5 | 0.2 | 0.01 | ND | 158.7 | 1 | 25.2 | 0.24 | ND | 4.6 | 0.01
| 1240 | 667 | Hooray Sandstone | 1987-03-15 | 222 | 340 | 8 | ND | 137 | 211.95 | 76 | 3 | 1.5 | 0.1 | 0.06 | ND | 165 | 1 | 27 | 0.2 | ND | 4.5 | 0.01
| 2152 | 667 | Hooray Sandstone | 1990-08-06 | 285 | 375 | 8 | ND | 137 | 244.26 | 82 | 14 | 2.1 | 0.1 | 0.01 | 0.02 | 165 | 1 | 40 | 0.2 | ND | 4.5
| 2152 | 667 | Hooray Sandstone | 1987-03-17 | 285 | 355 | 8 | ND | 137 | 215.23 | 78 | 3 | 2 | ND | ND | ND | 165 | 1 | 30 | 0.3 | ND | 3.9
| 2152 | 667 | Hooray Sandstone | 1990-11-14 | 286 | 360 | 8 | ND | 133 | 217.26 | 80 | 4 | 3.1 | 0.3 | 0.06 | 0.03 | 160 | 1 | 29 | 0.3 | ND | 3.8
| 2157 | 667 | Hooray Sandstone | 1971-11-30 | 153 | 400 | 8 | 56 | 185 | ND | 83 |  | 19 | 2 |  |  | 226 |  | 35 | 0.3 |  | ND
| 2157 | 667 | Hooray Sandstone | 1992-03-18 | 263 | 341 | 8 | ND | 124 | 206.06 | 74.3 | 4 | 2.4 | 0.2 | 0.03 | ND | 147.2 | 2 | 28 | 0.21 | ND | 4.4 | ND
| 2157 | 667 | Hooray Sandstone | 1985-07-25 | 263 | 335 | 7 | ND | 124 | 207.08 | 73 | 3 | 2.8 | 0.1 | 0.06 | ND | 150 | ND | 32 | 0.2 | ND | 5.7 | ND
| 2157 | 667 | Hooray Sandstone | 1975-01-01 |  | 410 | 8 | ND | 130 | 190.16 | 70 | 4 | 2 | 0.2 |  |  | 156 | 1 | 36 | 0.25 | ND | ND
| 2157 | 667 | Hooray Sandstone | 1972-10-10 |  | 330 | 8 | ND | 130 | ND | 87 |  | 2 | 1 |  |  | 159 |  | 45 | 0.1 |  | 6
| 4310 | 667 | Hooray Sandstone | 2004-10-25 | 480 | 440 | 8 | 17 | 168 | 264.18 | 90 | 6 | 6.4 | 0.2 | 0.04 | 0.03 | 201 | 2 | 37 | 0.5 | ND | ND | ND
| 4310 | 667 | Hooray Sandstone | 1973-03-21 | 481 | 448 | 8 | 32 | 172 | ND | 94 |  | 8 | 2.9 |  |  | 210 |  | 44 | 0.53 |  | 0.9
| 12791 | 667 | Hooray Sandstone | 1955-07-26 | 92 | ND |  | ND | 129 | ND | 84.4 |  | 2.9 | ND |  |  | ND | 77 | 45.8 | 0.4 |  | ND
| 2137 | 667 | Hutton Sandstone | 2003-03-05 | 275 | 350 | 8 | ND | 138 | 219.79 | 79.1 | 3 | 2.2 | 0.1 | 0.08 | ND | 164.5 | 2 | 30.4 | 0.29 | ND | 3.7 | ND
| 2137 | 667 | Hutton Sandstone | 1985-07-19 | 275 | 355 | 8 | ND | 136 | 223.3 | 79 | 3 | 2.4 |  | 0.08 | 0.04 | 165 | ND | 36 | 0.2 | ND | 4.8 | ND
| 2137 | 667 | Hutton Sandstone | 1992-03-18 | 274 | 365 | 8 | ND | 136 | 220.11 | 80.3 | 4 | 2.4 | 0.1 | 0.03 | ND | 164.2 | 1 | 30.3 | 0.28 | ND | 2.9 | 0.05
| 4306 | 667 | Hutton Sandstone | 1992-07-08 | 652 | 455 | 8 | 23 | 177 | 286.27 | 97.3 | 4 | 8.4 | 0.4 | 0.09 | ND | 209.2 | 4 | 41 | 0.59 | ND | 0.5
| 4306 | 667 | Hutton Sandstone | 2010-05-13 | 653 | 472 | 8 | 22 | 173 | 276 | 93 | 5 | 8.2 | 0.3 | 0.11 | 0.04 | 207 | 2 | 37 | 0.6 | ND | ND | ND
| 4306 | 667 | Hutton Sandstone | 1966-06-13 | 639 | 425 | 9 | 24 | 172 | 249.68 | 95 |  | 8 | 1 |  |  | 195 | 7 | 42 | 0.6 |  | ND
| 4306 | 667 | Hutton Sandstone | 2001-04-04 | 653 | 465 | 8 | 23 | 183 | 279.12 | 92 | 5 | 8.3 | 0.4 | 0.5 | 0.05 | 215 | 4 | 38.5 | 0.6 | ND | ND | ND
| 4308 | 667 | Hutton Sandstone | 2004-04-21 | 469 | 524 | 8 | 27 | 179 | 312 | 103 | 7 | 10.3 | 0.4 | 0.04 | 0.04 | 216.1 | 1 | 61.7 | 1.18 | ND | ND | 0.01
| 4308 | 667 | Hutton Sandstone | 1992-03-13 | 468 | 521 | 8 | 29 | 174 | 312.49 | 103.4 | 8 | 10.6 | 0.5 | 0.05 | 0.05 | 208 | 2 | 62.8 | 1.17 | ND | ND
| 4308 | 667 | Hutton Sandstone | 1973-03-21 | 469 | 520 | 8 | 35 | 175 | 309.52 | 114 |  | 10 | 2.4 |  |  | 214 |  | 75 | 1.1 | 1 | 0.9
| 4309 | 667 | Hutton Sandstone | 1992-03-13 | 554 | 446 | 8 | 32 | 174 | 277.37 | 87.6 | 8 | 12 | 0.4 | 0.01 | 0.05 | 207.4 | 2 | 41.1 | 0.61 | ND | ND
| 6593 | 667 | Hutton Sandstone | 1973-03-20 | 107 | 370 | 8 | 22 | 134 | ND | 82 |  | 8 | 0.5 |  |  | 163 |  | 42 | 0.25 | 1 | 6
| 6593 | 667 | Hutton Sandstone | 2004-07-07 | 107 | 341 | 8 | ND | 117 | 209.85 | 74 | 4 | 1.2 | 0.4 | 0.06 | ND | 142.1 | ND | 33.6 | 0.22 | ND | 6.4 | 0.01
| 23062 | 667 | Hutton Sandstone | 2003-06-20 | 1387 | 436 | 8 | 15 | 156 | 262.65 | 91.7 | 6 | 5.5 | 0.3 | 0.05 | 0.03 | 187.4 | 2 | 47.7 | 0.54 | ND | ND | ND
| 23062 | 667 | Hutton Sandstone | 1987-03-16 | 320 | 440 | 8 | 15 | 154 | 258.4 | 88 | 7 | 5.5 | 0.2 | 0.02 | 0.03 | 185 | 1 | 46 | 0.5 | 1 | ND | 0.04
| 23062 | 667 | Hutton Sandstone | 1988-11-18 | 320 | 405 | 8 | 13 | 157 | 255.54 | 85 | 6 | 5 | ND | ND | ND | 185 | 3 | 46 | 0.5 | ND | ND | ND
| 23062 | 667 | Hutton Sandstone | 1990-08-06 |  | 425 | 8 | 17 | 157 | 275.13 | 99 | 8 | 5.8 | 0.4 | 0.03 | ND | 185 | 3 | 47 | 0.5 | ND | ND | ND
| 23062 | 667 | Hutton Sandstone | 1990-11-16 |  | 438 | 8 | 16 | 155 | 267.02 | 95.9 | 7 | 5.7 | 0.4 | ND | ND | 185.5 | 2 | 46.1 | 0.54 | ND | ND | ND
| 93821 | 667 | Hutton Sandstone | 2003-09-23 |  | 328 | 8 | ND | 126 | 197.29 | 73.5 | 2 | 1.3 | 0.1 | 0.02 | ND | 150.4 | 2 | 24.4 | 0.19 | ND | 4.5 | 0.01
| 118658 | 667 | Hutton Sandstone | 2009-10-20 | 200 | 332 | 8 | ND | 128 | 202 | 73 | 3 | 1.6 | 0.1 | 0.13 | ND | 153 | 2 | 24 | 0.21 | ND | 4.8 | ND
| 118658 | 667 | Hutton Sandstone | 2010-08-19 | 144 | 326 | 8 | ND | 131 | 204 | 73 | 3 | 1.6 | 0.1 | 0.1 | ND | 156 | 2 | 24 | 0.19 | ND | 4.6 | ND
| 118658 | 667 | Hutton Sandstone | 2007-04-11 |  | 333 | 8 | ND | 129 | 203 | 72 | 3 | 1.7 | 0.1 | 0.07 | 0.01 | 155 | 1 | 24 | 0.22 | ND | 4.8 | ND
| 22799 | 667 | Jericho Formation | 1974-04-17 | 1713 | NA | 9.3 | 80 |  | NA | 275 | 34 | 17 | 9 |  |  | 342 | 66 | 200 |  |  | 25 |  | Aramac Coal Measures 1
| 15033 | 667 | Moolayember Formation | 1970-04-16 | 134 | 5950 | 8 | 1129 | 176 | 3185.92 | 899 |  | 134 | 193 |  |  | 215 |  | 1816 | 1.2 | 4 | 33
| 38602 | 667 | Moolayember Formation | 1973-01-01 | 92 | 8200 | 8 | 1132 | 110 | 4434.1 | 1260 |  | 140 | 190 | 4.6 |  | 134 |  | 2360 | 0.61 |  | 413
| 38602 | 667 | Moolayember Formation | 1973-01-01 | 152 | 8400 | 7 | 1240 | 70 | 4799.31 | 1326 |  | 172 | 197 | 32 |  | 85 |  | 2430 | 0.52 |  | 600
| 69719 | 667 | Moolayember Formation | 1997-09-03 | 118 | 11710 | 7 | 2212 | 273 | 6997.73 | 1760 | 65 | 271 | 373 | 0.1 |  | 333 | ND | 3500 | 0.79 | ND | 864
| 1222 | 667 | Ronlow Beds | 1973-03-19 | 127 | 450 | 8 | 18 | 174 | 265.88 | 105 |  | 4 | 1.9 |  |  | 212 |  | 50 | 0.74 | ND | ND
| 13443 | 667 | Ronlow Beds | 2009-10-20 | 74 | 349 | 8 | ND | 119 | 206 | 76 | 3 | 1.1 | 0.1 | ND | 0.01 |  | 1 | 31 | 0.21 | ND | 6.9 | 0.03
| 13443 | 667 | Ronlow Beds | 2003-06-21 | 77 | 338 | 8 | ND | 122 | 209.06 | 78.6 | 2 | 0.6 | 0.1 | 0.03 | 0.01 | 146.4 | 1 | 31.9 | 0.19 | ND | 6.3 | ND
| 13443 | 667 | Ronlow Beds | 1990-11-21 | 77 | 349 | 8 | ND | 124 | 211.61 | 79.5 | 2 | 0.9 | 0.2 | 0.03 | ND | 148.5 | 1 | 30.8 | 0.25 | 1 | 6.5
| 13443 | 667 | Ronlow Beds | 1990-08-06 |  | 363 | 8 | ND | 125 | 224.58 | 77.2 | 11 | 1 | 0.2 | ND | 0.01 | 151.4 | ND | 36.3 | 0.2 | ND | 6.9
| 13443 | 667 | Ronlow Beds | 1988-11-17 | 68 | 325 | 8 | ND | 120 | 200 | 73 | 2 | 0.5 | ND | 0.05 | 0.01 | 145 | 1 | 31 | 0.2 | ND | 6.5
| 13443 | 667 | Ronlow Beds | 1985-07-17 | 69 | 380 | 8 | ND | 124 | 220.89 | 76 | 2 | 3.9 |  | 0.02 | 0.01 | 150 | ND | 42 | 0.2 | ND | 6.8
| 13443 | 667 | Ronlow Beds | 1958-01-03 | 77 | ND |  | 15 | 131 | ND | 81.5 |  | 1.4 | 2.9 |  |  | ND | 79 | 40 | 0.2 |  | 5.7
| 13443 | 667 | Ronlow Beds | 1958-01-03 | 23 | ND |  | 4848 | 244 | ND | 11078.2 |  | 1706 | 141.6 |  |  | ND | 146 | 18630 |  |  | 2336.6
| 17950 | 667 | Ronlow Beds | 2003-09-24 | 257 | 434 | 8 | 14 | 173 | 268.63 | 92.7 | 6 | 5.2 | 0.2 | 0.05 | 0.02 | 208.6 | 1 | 40.6 | 0.75 | ND | ND | ND
| 17950 | 667 | Ronlow Beds | 1968-07-18 | 223 | 470 | 8 | 34 | 194 | 276.23 | 102 |  | 12 | 1 |  |  | 237 |  | 44 | 0.7 |  | ND
| 17950 | 667 | Ronlow Beds | 1968-08-15 | 258 | 485 | 8 | 39 | 210 | 302.67 | 111 |  | 14 | 1 |  |  | 238 | 9 | 50 | 0.65 |  | ND
| 17950 | 667 | Ronlow Beds | 1992-03-10 | 256 | 444 | 8 | 16 | 172 | 274.95 | 94.8 | 6 | 5.8 | 0.3 | 0.03 | 0.02 | 206.1 | 2 | 39.8 | 0.85 | ND | ND | 0.22
| 17950 | 667 | Ronlow Beds | 1968-07-18 | 244 | 465 | 7 | 19 | 180 | 262.87 | 103 |  | 6 | 1 |  |  | 220 |  | 44 | 0.7 |  | ND
| 17950 | 667 | Ronlow Beds | 1987-05-22 |  | 445 | 8 | 13 | 170 | 269.27 | 93 | 6 | 5 | 0.1 | 0.08 | 0.01 | 205 | 1 | 41 | 0.8 | ND | ND | ND
| 22799 | 667 | Ronlow Beds | 1992-03-12 | 384 | 449 | 8 | ND | 172 | 271.51 | 101.6 | 5 | 1.5 | 0.1 | 0.28 | 0.02 | 205.9 | 2 | 38.6 | 0.65 | ND | 0.8
| 22799 | 667 | Ronlow Beds | 1987-03-12 | 384 | 440 | 8 | ND | 171 | 264.11 | 96 | 5 | 3 | ND | 0.11 | ND | 205 | 2 | 36 | 0.6 | 1 | ND
| 22799 | 667 | Ronlow Beds | 2004-04-16 | 357 | 440 | 8 | 11 | 168 | 265.06 | 94.8 | 5 | 3.9 | 0.2 | 0.01 | 0.02 | 203.3 | 1 | 38.7 | 0.58 | ND | ND | 0.01
| 69388 | 667 | Ronlow Beds | 2006-06-05 | 273 | 430 | 8 | 11 | 150 | 248 | 86 | 6 | 3.8 | 0.3 | 0.11 | ND | 181 | 1 | 41 | 0.4 | ND | ND | 0.05
| 69388 | 667 | Ronlow Beds | 1988-11-22 | 273 | 390 | 8 | ND | 151 | 246.99 | 84 | 6 | 3.3 | ND | ND | ND | 180 | 2 | 43 | 0.5 | ND | ND | ND
| 69388 | 667 | Ronlow Beds | 1986-12-15 | 304 | 435 | 8 | 11 | 155 | 255.53 | 89 | 6 | 4.2 | 0.1 | ND | ND | 185 | 2 | 42 | 0.5 | ND | 2 | ND
| 69388 | 667 | Ronlow Beds | 1990-11-21 | 273 | 438 | 9 | 11 | 150 | 259.31 | 95 | 7 | 3.9 | 0.3 | 0.11 | ND | 174.5 | 4 | 42.6 | 0.5 | 1 | ND | 0.01
| 69388 | 667 | Ronlow Beds | 1990-08-07 |  | 462 | 8 | 11 | 157 | 285.83 | 91.2 | 21 | 3.7 | 0.3 | 0.03 | 0.02 | 190.6 | ND | 53.7 | 0.44 | ND | ND | 0.02
| 103077 | 667 | Ronlow Beds | 1997-09-04 |  | 3710 | 7 | 229 | 88 | 2067.49 | 688 | 13 | 75 | 10 | 0.04 |  | 107 | ND | 982 | 0.64 | 5 | 241
| 118772 | 667 | Ronlow Beds | 2007-02-27 | 410 | 538 | 8 | ND | 215 | 325 | 121 | 5 | 2.6 | 0.1 | 0.09 | 0.02 | 258 | 2 | 44 | 0.69 | ND | ND | ND
| 13721 | 667 | Undifferentiated Tertiary Sediments | 1970-04-16 | 136 | 305 | 7 | 38 | 22 | 153.28 | 46 |  | 2 | 8 | 1 |  | 27 |  | 78 | ND |  | 5
| 13721 | 667 | Undifferentiated Tertiary Sediments | 1958-09-18 | 136 |  |  | 95 | 82 | 378.02 | 107.4 |  | 7.6 | 18.3 |  |  | 99.9 |  | 110 | 0.2 |  | 85.4
| 307 | 667 | undifferentiated aquifer | 1987-06-19 |  | 2900 | 8 | 940 | 240 | 1560 | 210 | 1 | 170 | 125 | 0.06 | ND | 290 | 1 | 720 | 0.2 | 3 | 135
| 1204 | 667 | undifferentiated aquifer | 2004-02-25 | 378 | 461 | 8 | 12 | 180 | 284.33 | 101 | 7 | 4.1 | 0.3 | 0.07 | 0.01 | 216 | 2 | 41.6 | 0.54 | ND | ND | 0.01
| 1204 | 667 | undifferentiated aquifer | 1972-11-10 | 378 | 475 | 8 | 27 | 189 | 279.64 | 107 |  | 9 | 1 |  |  | 230 |  | 49 | 0.55 | ND | ND
| 1207 | 667 | undifferentiated aquifer | 1972-11-09 | 253 | 470 | 8 | 22 | 183 | 269.15 | 105 |  | 7 | 1 |  |  | 223 |  | 46 | 0.5 | ND | ND
| 1207 | 667 | undifferentiated aquifer | 2003-09-24 |  | 444 | 8 | 14 | 177 | 278.98 | 95.1 | 6 | 5.2 | 0.3 | ND | 0.01 | 214.6 | 1 | 41.9 | 0.56 | ND | ND | ND
| 1207 | 667 | undifferentiated aquifer | 1992-03-10 | 253 | 462 | 8 | 17 | 176 | 279.95 | 94.6 | 5 | 5.8 | 0.4 | 0.03 | ND | 212.4 | 1 | 41.5 | 0.61 | ND | ND | 0.02
| 1207 | 667 | undifferentiated aquifer | 1987-03-12 | 253 | 455 | 8 | 13 | 175 | 274.41 | 95 | 6 | 5 | 0.1 | 0.05 | ND | 210 | 1 | 37 | 0.6 | 2 | ND | 0.03
| 1249 | 667 | undifferentiated aquifer | 1969-09-23 |  | 550 | 8 | 12 | 220 | 321.43 | 131 |  | 3 | 1 |  |  | 268 |  | 53 | 0.65 |  | 1
| 1249 | 667 | undifferentiated aquifer | 1971-01-13 |  | 560 | 8 | 21 | 226 | 334.72 | 133 |  | 2 | 4 |  |  | 275 |  | 60 | 0.5 |  | ND
| 1249 | 667 | undifferentiated aquifer | 1987-03-16 | 405 | 540 | 8 | ND | 215 | 320 | 120 | 5 | 2.4 | ND | 0.02 | ND | 260 | 2 | 46 | 0.7 | ND | ND
| 1249 | 667 | undifferentiated aquifer | 2003-09-25 |  | 527 | 8 | ND | 215 | 320.53 | 118.3 | 5 | 1.9 | 0.1 | 0.04 | 0.02 | 257.5 | 2 | 43.9 | 0.6 | ND | ND | ND
| 1260 | 667 | undifferentiated aquifer | 1992-03-20 | 286 | 457 | 8 | 16 | 177 | 281.21 | 99.8 | 6 | 5.8 | 0.3 | 0.13 | 0.03 | 211 | 2 | 41.4 | 0.73 | ND | ND
| 1260 | 667 | undifferentiated aquifer | 2004-04-20 | 287 | 463 | 8 | 15 | 177 | 278.47 | 98 | 6 | 5.7 | 0.3 | 0.04 | 0.03 | 213.4 | 1 | 41.2 | 0.68 | ND | ND | 0.01
| 2165 | 667 | undifferentiated aquifer | 1970-11-30 |  | 1250 | 8 | ND | 405 | 706.8 | 295 |  | 1 | ND |  |  | 494 |  | 165 | 2.9 |  | ND
| 2165 | 667 | undifferentiated aquifer | 1992-03-18 | 82 | 1172 | 8 | ND | 400 | 718.71 | 287.1 | 1 | 2.8 | 0.1 | ND | ND | 476.1 | 6 | 165.4 | 2.28 | ND | ND | ND
| 2165 | 667 | undifferentiated aquifer | 1975-03-13 | 82 | 1280 | 9 | ND | 399 | 715.37 | 300 | 1 | 2.5 | 0.1 |  |  | 462 | 12 | 170 | 2.2
| 2165 | 667 | undifferentiated aquifer | 1992-09-15 | 82 | 1230 | 8 | ND | 405 | 730.25 | 301.6 | 0 | 3 | 0.1 | ND | ND | 475.8 | 9 | 160.6 | 2.44 | ND | ND | ND
| 2165 | 667 | undifferentiated aquifer | 1992-11-25 | 82 | 1250 | 8 | ND | 404 | 726.3 | 300 | 0 | 3 | 0.1 | 0.02 | 0.02 | 475 | 9 | 160 | 2.4 | ND | 2
| 3069 | 667 | undifferentiated aquifer | 1997-09-02 |  | 190 | 5 | 21 | 12 | 100.38 | 29 | 3 | 1.6 | 4.2 | 0.02 |  | 14.6 | ND | 44 | 0.08 | 4 | 7.6
| 3097 | 667 | undifferentiated aquifer | 1970-04-14 |  | 640 | 8 | 78 | 30 | 336.29 | 96 |  | 5 | 16 | 17 |  | 37 |  | 170 | 0.1 |  | 14
| 3104 | 667 | undifferentiated aquifer | 1970-04-15 |  | 1000 | 8 | 59 | 268 | 536.84 | 197 |  | 12 | 7 |  |  | 327 |  | 140 | 1.05 |  | 19
| 4252 | 667 | undifferentiated aquifer | 2002-08-08 | 617 | 469 | 8 | 21 | 187 | 291.95 | 102.9 | 5 | 8.4 | 0.1 | 0.03 | 0.02 | 222.9 | 3 | 36.8 | 0.54 | ND | 0.8 | ND
| 4252 | 667 | undifferentiated aquifer | 1988-11-23 | 617 | 430 | 8 | 20 | 188 | 287.19 | 98 | 4 | 8 | ND | 0.01 | 0.01 | 220 | 5 | 38 | 0.6 | ND | 2
| 4285 | 667 | undifferentiated aquifer | 2004-04-21 | 601 | 441 | 8 | 12 | 170 | 274.58 | 96.4 | 4 | 4.3 | 0.2 | 0.06 | ND | 204.3 | 1 | 37.5 | 0.4 | 3 | ND | 0.01
| 4288 | 667 | undifferentiated aquifer | 2004-04-21 | 571 | 436 | 8 | 25 | 166 | 264.94 | 86.6 | 6 | 9.5 | 0.3 | 0.5 | 0.04 | 198.4 | 2 | 37.8 | 0.5 | ND | ND | 0.01
| 4303 | 667 | undifferentiated aquifer | 1971-08-30 | 403 | 545 | 7 | 39 | 188 | ND | 101 |  | 14 | 1 |  |  | 229 |  | 50 | 0.65 | ND | ND
| 4303 | 667 | undifferentiated aquifer | 1987-03-11 | 447 | 485 | 8 | 24 | 184 | 288.45 | 95 | 7 | 8.9 | 0.2 | 0.04 | ND | 220 | 2 | 45 | 0.7 | ND | ND | 0.03
| 4307 | 667 | undifferentiated aquifer | 1987-03-16 | 259 | 435 | 8 | 13 | 156 | 261.94 | 90 | 7 | 5 | 0.1 | ND | ND | 185 | 2 | 48 | 0.4 | ND | ND | ND
| 4307 | 667 | undifferentiated aquifer | 1965-04-05 | 259 | ND | 8 | 14 | 160 | 267.9 | 104.4 |  | 5.7 | ND |  |  | ND | 96 | 51.5 | 0.5 |  | 10
| 4307 | 667 | undifferentiated aquifer | 1990-08-07 |  | 447 | 8 | 14 | 155 | 273.12 | 91.4 | 14 | 5 | 0.3 | ND | ND | 186.8 | ND | 49.2 | 0.42 | 1 | ND | 0.01
| 5297 | 667 | undifferentiated aquifer | 1987-03-15 | 73 | 460 | 8 | ND | 180 | 280 | 99 | 5 | 3 | ND | ND | ND | 215 | 2 | 38 | 0.6 | ND | ND
| 5297 | 667 | undifferentiated aquifer | 2010-08-18 |  | 461 | 8 | ND | 176 | 293 | 108 | 5 | 2.6 | 0.3 | 0.05 | 0.01 | 210 | 2 | 41 | 0.56 | ND | ND | 0.02
| 5297 | 667 | undifferentiated aquifer | 1965-01-27 | 74 | 450 | 8 | ND | 174 | 266.65 | 110.1 |  | 1.4 | ND |  |  | ND | 104 | 50.1 | 0.65 |  | ND
| 5531 | 667 | undifferentiated aquifer | 1997-09-04 |  | 270 | 6 | 17 | ND | 138.03 | 44 | 2 | 1.6 | 3.1 | 0.34 |  | 7.3 | ND | 70 | 0.2 | 5 | 7.8
| 6855 | 667 | undifferentiated aquifer | 1970-04-17 | 229 | 2680 | 7 | 454 | 65 | 1484.54 | 390 |  | 50 | 80 | 5.5 |  | 79 |  | 760 | 0.2 |  | 160
| 6856 | 667 | undifferentiated aquifer | 1970-04-17 |  | 325 | 7 | 43 | 24 | 173.31 | 49 |  | 4 | 8 | 6 |  | 29 |  | 84 | 0.05 |  | 8
| 7078 | 667 | undifferentiated aquifer | 1970-04-16 | 125 | 280 | 7 | 34 | 14 | 131.36 | 39 |  | 2 | 7 |  |  | 17 |  | 68 | ND |  | 7
| 7121 | 667 | undifferentiated aquifer | 1987-03-20 | 365 | 445 | 8 | 15 | 170 | 260 | 92 | 6 | 6 | ND | 0.04 | ND | 205 | 2 | 36 | 0.5 | 1 | ND
| 7884 | 667 | undifferentiated aquifer | 1970-04-16 |  | 470 | 6 | 59 | 70 | 284.94 | 91 |  | 3 | 12.5 |  |  | 85 |  | 128 | 0.65 | ND | 8
| 7885 | 667 | undifferentiated aquifer | 1970-04-16 |  | 675 | 7 | 70 | 66 | 387.83 | 127 |  | 4 | 14.5 |  |  | 81 |  | 184 | 0.5 | ND | 18
| 7886 | 667 | undifferentiated aquifer | 1971-04-16 |  | 660 | 7 | 37 | 74 | 365.55 | 129 |  | 5 | 6 | 5 |  | 90 |  | 162 | 0.3 | ND | 14
| 7888 | 667 | undifferentiated aquifer | 1997-09-10 | 13 | 6870 | 8 | 574 | 419 | 3971.19 | 1280 | 16 | 80 | 91 | 0.06 |  | 511 | ND | 1780 | 0.37 | 288 | 185
| 7888 | 667 | undifferentiated aquifer | 1970-04-16 |  | 300 | 6 | ND | 32 | 175.78 | 67 |  | 2 | 0.5 | ND |  | 39 |  | 84 | 0.1 |  | 3
| 7995 | 667 | undifferentiated aquifer | 1966-12-12 | 122 | 1375 | 8 | 134 | 293 | 773.43 | 259 |  | 29 | 15 |  |  | 298 | 29 | 260 | 0.9 |  | 34
| 16521 | 667 | undifferentiated aquifer | 1971-11-23 |  | 430 | 8 | 34 | 205 | 272.32 | 101 |  | 12 | 1 |  |  | 250 |  | 35 | 0.4 |  | ND
| 16521 | 667 | undifferentiated aquifer | 1966-05-20 | 2110 | 550 | 8 | 14 | 214 | 312.03 | 125 |  | 5.6 | ND |  |  | 261 |  | 50 | 1.1 |  | 2
| 16521 | 667 | undifferentiated aquifer | 1966-05-20 | 1572 | 1600 | 9 | 12 | 588 | 951.51 | 393 |  | 4.8 | ND |  |  | 541 | 86 | 196 | 3.3 |  | 2
| 16521 | 667 | undifferentiated aquifer | 2003-03-13 | 675 | 414 | 8 | 19 | 173 | 266.65 | 88.9 | 5 | 7.2 | 0.1 | 0.02 | 0.01 | 208.9 | 1 | 29.7 | 0.47 | ND | 7 | 1.06
| 16835 | 667 | undifferentiated aquifer | 1967-08-16 |  | 1400 | 7 | 56 | 171 | 780.47 | 291 |  | 14 | 5 |  |  | 208 |  | 365 | 1.2 |  | 2
| 16835 | 667 | undifferentiated aquifer | 1967-08-16 |  | 1280 | 7 | 56 | 175 | 743.42 | 276 |  | 14 | 5 |  |  | 214 |  | 335 | 1.2 |  | 7
| 16985 | 667 | undifferentiated aquifer | 1966-09-21 | 69 | 570 | 7 | 31 | 84 | 306.95 | 111 |  | 4 | 5 |  |  | 103 |  | 116 | 0.3 |  | 20
| 16986 | 667 | undifferentiated aquifer | 1966-09-15 | 54 | 612 | 8 | 52 | 36 | 321.83 | 106 |  | 6 | 9 |  |  | 44 |  | 160 | 0.2 |  | 19
| 35291 | 667 | undifferentiated aquifer | 1997-09-11 |  | 1070 | 7 | 67 | 97 | 553.65 | 191 | 0 | 22 | 2.8 | 0.29 |  | 118 | ND | 266 | 0.14 | 1 | 12.4
| 51753 | 667 | undifferentiated aquifer | 1987-03-18 | 362 | 455 | 8 | 16 | 175 | 270 | 95 | 6 | 6.3 | 0.2 | 0.02 | 0.11 | 210 | ND | 42 | 0.5 | ND | ND
| 51753 | 667 | undifferentiated aquifer | 1983-06-15 |  | 490 | 8 | 26 | 171 | 274.2 | 90 | 5 | 7.6 | 1.6 |  |  | 205 | 2 | 40 | 0.5 | 1 | 6
| 51753 | 667 | undifferentiated aquifer | 1983-06-10 | 190 | 3250 | 8 | 56 | 229 | 1721.62 | 660 | 6 | 16 | 4 |  |  | 275 | 2 | 880 | 0.6 | ND | 11
| 51753 | 667 | undifferentiated aquifer | 1983-06-10 | 345 | 475 | 8 | 19 | 178 | 283.82 | 98 | 6 | 6.6 | 0.6 |  |  | 215 | 1 | 43 | 0.4 | ND | 2.8
| 51753 | 667 | undifferentiated aquifer | 1983-06-10 | 340 | 470 | 8 | 22 | 178 | 289.32 | 97 | 5 | 7.2 | 1 |  |  | 215 | 1 | 46 | 0.4 | ND | 2.8
| 51753 | 667 | undifferentiated aquifer | 1983-06-10 | 350 | 465 | 8 | 19 | 182 | 290.08 | 100 | 6 | 6.8 | 0.6 |  |  | 220 | 1 | 45 | 0.4 | ND | 2.8
| 51885 | 667 | undifferentiated aquifer | 1983-11-14 | 169 | 230 | 8 | 19 | 30 | 129.96 | 37 | 4 | 1.4 | 3.7 | 0.05 | 0.01 | 36 | ND | 52 | 0.1 | 1 | 3.2
| 69617 | 667 | undifferentiated aquifer | 1997-09-03 | 210 | 180 | 6 | 13 | 26 | 90.81 | 29 | 2 | 0.6 | 2.9 | 0.01 |  | 32 | ND | 39 | 0.07 | 1 | 0.6
| 69873 | 667 | undifferentiated aquifer | 1993-12-13 | 356 | 437 | 8 | 14 | 152 | 257.49 | 89.5 | 8 | 4.7 | 0.5 | 0.1 | 0.05 | 181.6 | 2 | 42.3 | 0.42 | 1 | 1.7
| 69873 | 667 | undifferentiated aquifer | 1993-05-17 |  | 425 | 8 | 13 | 153 | 257.23 | 90 | 8 | 4.6 | 0.4 | 0.02 | 0.05 | 185 | 1 | 42.5 | 0.4 | ND | 2
| 89368 | 667 | undifferentiated aquifer | 1997-09-03 | 60 | 4980 | 7 | 781 | 98 | 2793.72 | 711 | 45 | 105 | 126 | 0.03 |  | 119 | ND | 1400 | 0.38 | 1 | 347
| 103071 | 667 | undifferentiated aquifer | 1997-09-03 |  | 390 | 7 | ND | 43 | 209.15 | 82 | 1 | 0.6 | 0.4 | 0.34 |  | 53 | ND | 93 | 0.25 | 2 | 3.1
| 103074 | 667 | undifferentiated aquifer | 1997-09-10 |  | 280 | 6 | ND | 32 | 148.33 | 56 | 0 | 0.1 | 0.2 | 0.1 |  | 39 | ND | 69 | 0.15 | ND | 2.6
| 103075 | 667 | undifferentiated aquifer | 1997-06-12 |  | 630 | 6 | ND | 51 | 316.98 | 122 | 1 | 1 | 0.6 | 0.31 |  | 62 | ND | 159 | 0.18 | ND | 2.4
| 103076 | 667 | undifferentiated aquifer | 1997-09-04 |  | 340 | 7 | ND | 56 | 180.14 | 69 | 1 | 0.5 | 0.4 | 0.23 |  | 68 | ND | 72 | 0.17 | ND | 3.2
| 118051 | 667 | undifferentiated aquifer | 2003-03-05 | 102 | 339 | 8 | 11 | 111 | 208.28 | 70.7 | 5 | 2.4 | 1.1 | 0.19 | 0.02 | 134 | 1 | 37.4 | 0.37 | ND | 8.2 | ND
| 118692 | 667 | undifferentiated aquifer | 2006-06-06 |  | 499 | 8 | 21 | 171 | 286 | 97 | 6 | 7.9 | 0.4 | 0.25 | 0.05 | 206 | 1 | 51 | 1 | ND | ND | ND
| 12061 | 667 | Wallumbilla Formation | 1953-06-01 | 40 | ND |  | 28 | 43 | 320.4 | 115.8 |  | 4.3 | 4.3 |  |  | ND | 26 | 170.2 | 0.1 |  | ND
| 1239 | 667 | Westbourne Formation | 1965-04-05 | 275 | ND | 8 | 14 | 167 | 277.46 | 108.7 |  | 5.7 | ND |  |  | ND | 100 | 48.6 | 0.06 |  | 14.3
| 1239 | 667 | Westbourne Formation | 1990-02-09 |  | 435 | 8 | 13 | 149 | 259.66 | 92 | 6 | 4.5 | 0.4 | ND | ND | 180 | ND | 43.5 | 0.5 | ND | 2.7 | 0.04
| 1239 | 667 | Westbourne Formation | 1987-03-15 | 274 | 425 | 8 | 11 | 155 | 249.66 | 88 | 7 | 4 | 0.1 | 0.01 | ND | 185 | 1 | 38 | 0.4 | ND | 2 | 0.03
| 51984 | 668 | Alluvium | 1994-05-05 |  | 7630 | 8 | 1459 | 193 | 4380.33 | 1090 | 28 | 317.8 | 161.9 | 0.01 | 0.01 | 231.4 | 2 | 2519 | 0.34 | ND | 122.5
| 90155 | 668 | Alluvium | 1994-05-05 |  | 6800 | 8 | 1325 | 218 | 3826.89 | 944 | 22 | 292.9 | 144.4 | 0.02 | 0.01 | 261 | 2 | 2210 | 0.37 | ND | 53.5
| 12030028 | 668 | Alluvium | 1977-08-10 | 13 | 920 | 8 | 58 | 330 | 525.79 | 180 | 9 | 14 | 5.6 |  |  | 399 | 2 | 80 | 0.4 | 1 | 38
| 12030028 | 668 | Alluvium | 1978-11-06 |  | 770 | 7 | 44 | 290 | 464.57 | 158 | 6 | 12 | 3.5 |  |  | 353 | ND | 55 | 0.4 | 1 | 20
| 12030029 | 668 | Alluvium | 1978-11-06 |  | 820 | 7 | 114 | 310 | 508.17 | 142 | 9 | 26 | 12 |  |  | 377 | 1 | 50 | 0.5 | 7 | 40
| 12030029 | 668 | Alluvium | 1977-08-10 | 9 | 820 | 8 | 113 | 330 | 493.29 | 146 | 7 | 31 | 8.6 |  |  | 399 | 2 | 60 | 0.5 | 13 | 29
| 12030030 | 668 | Alluvium | 1978-11-06 |  | 510 | 7 | 34 | 210 | 358.08 | 110 | 4 | 6 | 4.5 |  |  | 256 | ND | 30 | 0.5 | ND | 18
| 12030040 | 668 | Alluvium | 1999-10-20 |  | 2090 | 8 | 359 | 368 | 1170.38 | 295.3 | 22 | 53.6 | 54.7 | ND | ND | 442.7 | 3 | 428.6 | 0.4 | ND | 46 | 0.02
| 12030040 | 668 | Alluvium | 1998-07-03 |  | 1750 | 7 | 360 | 284 | 999.17 | 218.8 | 26 | 58.4 | 52 | 0.01 | 0.16 | 345.5 | 1 | 382.7 | 0.31 | 4 | 28.5 | 0.03
| 12030040 | 668 | Alluvium | 1977-08-10 | 12 | 1850 | 7 | 335 | 385 | 1104.22 | 286 | 25 | 50 | 51 |  |  | 468 | 1 | 380 | 0.5 | 4 | 77
| 12030042 | 668 | Alluvium | 1977-08-10 | 5 | 110 | 6 | 22 | 20 | 47.5 | 6.7 | 5 | 4 | 3 |  |  | 24 | ND | 5 | ND | 2 | 10
| 12030043 | 668 | Alluvium | 1977-08-10 | 5 | 167 | 7 | 62 | 78 | 100.01 | 5.7 | 7 | 17 | 4.7 |  |  | 95 | ND | 5 | ND | 8 | 6
| 12030044 | 668 | Alluvium | 1983-12-13 |  | 260 | 7 | 73 | 90 | 184.5 | 18 | 10 | 14 | 9.3 | 1.9 | 0.01 | 110 | ND | 20 | 0.4 | 4 | 5
| 12030044 | 668 | Alluvium | 1977-01-01 | 9 | 220 | 7 | 75 | 100 | 138.89 | 12 | 11 | 14 | 9.8 |  |  | 122 | ND | 12 | 0.3 | 3 | 17
| 12030046 | 668 | Alluvium | 1977-08-10 | 8 | 600 | 7 | 211 | 275 | 331.93 | 40 | 16 | 40 | 27 |  |  | 334 | ND | 32 | 0.3 | 5 | 7
| 12030047 | 668 | Alluvium | 1983-12-13 |  | 570 | 8 | 202 | 259 | 349.54 | 39 | 7 | 38 | 26 | 0.01 | ND | 310 | 3 | 23 | 0.4 | 1 | 6.9
| 12030047 | 668 | Alluvium | 1977-08-10 | 11 | 228 | 8 | 87 | 95 | 118.75 | 9.1 | 8 | 21 | 8.4 |  |  | 115 | ND | 10 | 0.2 | 1 | 5
| 12030068 | 668 | Alluvium | 1977-08-10 | 10 | 4400 | 8 | 796 | 310 | 1950.49 | 418 | 26 | 98 | 134 |  |  | 375 | 2 | 940 | 0.5 | ND | 148
| 12030068 | 668 | Alluvium | 1983-12-13 |  | 3800 | 8 | 662 | 485 | 2069.1 | 520 | 19 | 92 | 105 | 0.1 | 0.01 | 580 | 6 | 890 | 0.8 | ND | 100
| 38089 | 668 | Blackwater Group | 1971-03-27 | 32 | 660 | 7 | 158 | 106 | ND | 76 |  | 22 | 25 |  |  | 129 | ND | 129 | 0.2 | 18 | 19
| 90084 | 668 | Clematis Sandstone | 1993-12-15 | 147 | 1580 | 8 | 112 | 146 | 833.53 | 259 | 17 | 23.6 | 13 | ND | ND | 173.9 | 2 | 362.3 | 1.41 | 3 | 60.1
| 90084 | 668 | Clematis Sandstone | 1993-12-15 | 130 | 5240 | 8 | 608 | 115 | 2847.96 | 809.2 | 38 | 133.4 | 67 | ND | 0.04 | 136.9 | 1 | 1552 | 1.03 | 5 | 167.7
| 90084 | 668 | Clematis Sandstone | 1993-12-15 |  | 1103 | 9 | 86 | 94 | 599.52 | 183.1 | 14 | 25.2 | 5.7 | ND | ND | 109.2 | 3 | 270.7 | 0.32 | ND | 25.5
| 69730 | 668 | Colinlea Sandstone | 1982-09-16 |  | 1463 | 8 | 52 | 94 | 732.5 | 265 | 4 | 16 | 3 | 0.19 | 0.04 | 112 | 1 | 370 | 1.2 | 1 | 1
| 69730 | 668 | Colinlea Sandstone | 1982-09-20 |  | 1452 | 8 | 50 | 97 | 735.33 | 267 | 4 | 15 | 3 | 0.05 | 0.04 | 116 | 1 | 370 | 1.2 | 1 | 1
| 69731 | 668 | Colinlea Sandstone | 1982-09-08 |  | 1793 | 8 | 46 | 100 | 893.04 | 322 | 6 | 7 | 7 | 0.5 | 0.04 | 120 | 1 | 470 | 1.5 | 1 | 1
| 69731 | 668 | Colinlea Sandstone | 1982-09-05 |  | 1122 | 7 | 42 | 100 | 888.03 | 322 | 6 | 7 | 6 | 0.59 | 0.04 | 120 | 1 | 465 | 2.4 | 1 | 1
| 69732 | 668 | Colinlea Sandstone | 1982-08-26 |  | 3113 | 8 | 95 | 84 | 1519.49 | 529 | 3 | 28 | 6 | 0.13 | 0.1 | 101 | 1 | 828 | 0.6 | 1 | 58
| 4162 | 668 | Hooray Sandstone | 1967-01-01 |  | 2075 | 9 | 26 | 1035 | 1282.99 | 538 |  | 2 | 5 |  |  | 1122 | 69 | 110 | 4.3 |  | 3
| 4162 | 668 | Hooray Sandstone | 2002-07-10 | 999 | 1990 | 8 | ND | 1039 | 1292.03 | 522.7 | 5 | 3 | 0.2 | 0.04 | ND | 1230.9 | 18 | 89.9 | 4.43 | ND | 1.4 | 0.01
| 4891 | 668 | Hooray Sandstone | 1992-09-25 | 804 | 1791 | 9 | 12 | 694 | 1081.01 | 437.6 | 4 | 3.3 | 1 | ND | ND | 756.8 | 44 | 168.9 | 5.02 | 2 | 1.5
| 4891 | 668 | Hooray Sandstone | 1973-01-01 | 805 | 980 | 8 | ND | 340 | 585.31 | 241 |  | 2 | 1 |  |  | 415 |  | 136 | 1.25 |  | ND
| 8426 | 668 | Hooray Sandstone | 1966-01-01 |  | 1810 | 8 | 20 | 608 | 1069.05 | 424 |  | 8 | ND |  |  | 741 |  | 172 | 3.2 |  | 97.5
| 51263 | 668 | Hooray Sandstone | 1986-05-02 |  | 1950 | 9 | ND | 917 | 1187.73 | 470 | 3 | 2.1 | 0.1 | 0.08 | 0.03 | 1050 | 33 | 125 | 3.3 | ND | ND | ND
| 51263 | 668 | Hooray Sandstone | 1990-11-13 | 883 | 2000 | 9 | ND | 958 | 1298.59 | 530 | 3 | 2 | 0.1 | 0.04 | ND | 1100 | 34 | 150 | 3.7 | ND | ND | ND
| 51263 | 668 | Hooray Sandstone | 2003-04-04 | 883 | 1868 | 8 | ND | 904 | 1233.19 | 495.2 | 4 | 2.4 | 0.1 | 0.01 | 0.04 | 1070.7 | 15 | 139.2 | 3.77 | ND | ND | 0.01
| 51263 | 668 | Hooray Sandstone | 1979-06-03 | 883 | 2000 | 8 | 14 | 939 | 1227.47 | 500 | 3 | 4 | 1 |  |  | 1100 | 22 | 120 | 3.5 | ND | 7
| 51531 | 668 | Hooray Sandstone | 2003-04-04 | 947 | 890 | 8 | ND | 293 | 560.94 | 210.8 | 3 | 2.5 | ND | 0.12 | ND | 344.9 | 6 | 118 | 1.41 | ND | 8.2 | ND
| 51531 | 668 | Hooray Sandstone | 1984-05-29 | 947 | 910 | 8 | ND | 290 | 537.4 | 200 | 0 | 3.1 | 0.2 | 0.04 | 0.01 | 350 | 2 | 115 | 1.3 | 1 | 9.4
| 135 | 668 | Hutton Sandstone | 1965-09-10 |  | 1700 | 8 | 12 | 743 | 1049.23 | 423 |  | 3 | 1 |  |  | 743 | 80 | 172 | 4.9
| 135 | 668 | Hutton Sandstone | 1992-09-24 | 1011 | 1553 | 9 | 11 | 575 | 916.73 | 352.9 | 4 | 3.7 | 0.4 | 0.36 | 0.01 | 598.8 | 50 | 150.2 | 4.43 | ND | 2.3
| 135 | 668 | Hutton Sandstone | 1968-12-04 |  | 1590 | 8 | 30 | 640 | 934.93 | 382 |  | 12 |  |  |  | 780 |  | 156 | 0.4 |  | 1
| 135 | 668 | Hutton Sandstone | 1999-07-13 | 1011 | 1500 | 8 | ND | 604 | 901.47 | 375 | 4 | 3.4 | 0.1 | 0.02 | 0.02 | 710 | 13 | 145 | 4.7 | 1 | 4 | 0.02
| 1348 | 668 | Hutton Sandstone | 1966-01-01 |  | 440 | 8 | 20 | 218 | 289.39 | 114 |  | 8 | ND |  |  | 266 |  | 36 | 0.6 |  | ND
| 1348 | 668 | Hutton Sandstone | 1986-07-07 |  | 430 | 8 | 17 | 160 | 265.98 | 89 | 5 | 6.6 | ND | ND | 0.02 | 190 | 2 | 30 | 0.4 | ND | 2.9 | ND
| 1348 | 668 | Hutton Sandstone | 1965-01-01 |  | 440 | 8 | 21 |  | 289.39 | 114 |  | 8 |  |  |  | 266 |  | 36 | 0.6
| 1348 | 668 | Hutton Sandstone | 1966-07-12 | 1037 | 440 | 8 | 20 | 218 | 288.85 | 114 |  | 8 | ND |  |  | 266 |  | 36 | 0.06 |  | ND
| 1350 | 668 | Hutton Sandstone | 1999-08-13 | 1038 | 1200 | 8 | ND | 437 | 749.06 | 290 | 2 | 3.5 | 0.1 | 0.05 | 0.02 | 510 | 12 | 140 | 1.8 | 1 | 7.6 | 0.02
| 1350 | 668 | Hutton Sandstone | 1965-01-01 |  | 1160 | 8 | 11 | 481 | 761.05 | 316 |  | 4 |  |  |  | 488 | 48 | 144 | 1.9 |  | 7.2
| 1350 | 668 | Hutton Sandstone | 1966-07-12 | 1019 | 1160 | 8 | ND | 480 | 761.05 | 316 |  | 4 | ND |  |  | 488 | 48 | 144 | 1.9 |  | 7.2
| 1350 | 668 | Hutton Sandstone | 1986-07-07 |  | 1200 | 8 | ND | 437 | 731.11 | 280 | 3 | 3.4 | ND | ND | ND | 510 | 11 | 135 | 1.7 | ND | 8.9 | ND
| 1352 | 668 | Hutton Sandstone | 1965-01-01 |  | 580 | 9 | 17 | 251 | 364.15 | 149 |  | 6.4 |  |  |  | 256 | 24 | 58 | 0.87
| 1352 | 668 | Hutton Sandstone | 1966-07-07 | 1155 | 580 | 9 | 16 | 250 | 364.15 | 149 |  | 6.4 | ND |  |  | 256 | 24 | 58 | 0.87 |  | ND
| 1352 | 668 | Hutton Sandstone | 1999-07-13 | 1164 | 470 | 8 | 19 | 195 | 316.56 | 105 | 5 | 7.3 | 0.1 | 0.13 | 0.02 | 230 | 4 | 33 | 0.6 | ND | 3.9 | 0.02
| 1352 | 668 | Hutton Sandstone | 1986-07-11 | 1164 | 570 | 9 | 16 | 225 | 365.03 | 125 | 5 | 6 | ND | 0.04 | 0.02 | 260 | 7 | 50 | 0.7 | ND | 3.3 | 0.03
| 4167 | 668 | Hutton Sandstone | 1965-01-01 |  | 641 | 8 | 20 | 266 | 385.61 | 154 |  | 3 | 3 |  |  | 324 |  | 65 | 1.3
| 4167 | 668 | Hutton Sandstone | 2002-02-26 | 807 | 630 | 8 | ND | 252 | 394.63 | 145 | 2 | 2.9 | ND | 0.03 | ND | 295 | 6 | 56 | 0.8 | ND | ND | ND
| 4167 | 668 | Hutton Sandstone | 1965-09-10 |  | 655 | 8 | ND | 260 | 382.27 | 157 |  | 2 | 1 |  |  | 317 |  | 60 | 1.4 |  | 5
| 118833 | 668 | Hutton Sandstone | 2007-04-13 | 1152 | 662 | 8 | ND | 250 | 402 | 143 | 2 | 2.9 | 0.1 | 0.06 | 0.01 | 288 | 8 | 53 | 0.8 | ND | 2.5 | ND
| 4163 | 668 | Undifferentiated Injune Creek Group | 1992-12-01 |  | 1690 | 9 | 11 | 635 | 1031.25 | 417.5 | 2 | 3.4 | 0.5 | 0.04 | ND | 707.3 | 33 | 178.7 | 3.61 | 1 | 10.1
| 4163 | 668 | Undifferentiated Injune Creek Group | 2001-08-31 |  | 1097 | 8 | ND | 416 | 671.03 | 257.1 | 3 | 3.8 | 0.1 | 0.08 | 0.01 | 495.4 | 6 | 111.3 | 2.13 | ND | 5.7 | ND
| 4163 | 668 | Undifferentiated Injune Creek Group | 1992-12-01 | 1099 | 1400 | 9 | 21 | 448 | 867 | 327.6 | 2 | 7 | 0.9 | 0.03 | ND | 520.1 | 13 | 141.1 | 2.76 | ND | 72.5
| 4163 | 668 | Undifferentiated Injune Creek Group | 2002-07-11 | 1099 | 942 | 8 | ND | 314 | 576.52 | 220 | 2 | 2.7 | 0.1 | 0.05 | ND | 369.8 | 6 | 113.3 | 1.92 | ND | 6.4 | ND
| 4163 | 668 | Undifferentiated Injune Creek Group | 1992-12-01 |  | 2560 | 9 | ND | 960 | 1554.49 | 635.6 | 2 | 2.5 | 0.9 | 0.01 | ND | 1067.4 | 51 | 288.3 | 5.58 | 8 | 16.9
| 4163 | 668 | Undifferentiated Injune Creek Group | 1992-12-01 |  | 2330 | 9 | 13 | 873 | 1435.48 | 597.8 | 3 | 3.5 | 1.1 | 0.12 | 0.01 | 883.3 | 89 | 271.6 | 5.05 | 3 | 15.3
| 4163 | 668 | Undifferentiated Injune Creek Group | 1970-01-01 |  | 1000 | 8 | ND | 400 | 559.9 | 234 |  | 2 | ND |  |  | 488 |  | 72 | 0.95 |  | 11
| 4163 | 668 | Undifferentiated Injune Creek Group | 1986-07-17 |  | 1100 | 8 | 12 | 420 | 670 | 250 | 3 | 4.6 | 0.2 | ND | ND | 500 | 7 | 110 | 2.1 | ND | 5.9
| 4163 | 668 | Undifferentiated Injune Creek Group | 1966-01-20 | 1063 | 1950 | 8 | 14 | 908 | 1298.67 | 531 |  | 4 | 1 |  |  | 1010 | 48 | 96 | 2.05 |  | 120
| 90236 | 668 | Joe Joe Group | 1993-07-16 | 54 | 8000 | 8 | 1056 | 368 | 4663.08 | 1350 | 14 | 225 | 120 | 0.04 | 0.13 | 445 | 2 | 2450 | 0.4 | 3 | 280
| 12030144 | 668 | Rewan Formation | 2003-10-01 |  | 11900 | 8 | 1388 | 192 | 6036.17 | 1980 | 51 | 160 | 240 |  |  | 232 | ND | 2900 | ND |  | 590
| 12159 | 668 | Undifferentiated Tertiary Sediments | 1953-06-11 | 109 |  |  | 88 | 66 | 256 | 56.7 |  | 7.6 | 16.6 |  |  |  | 39 | 99 | 0.3 |  | 36.4
| 38112 | 668 | Undifferentiated Tertiary Sediments | 1977-03-22 |  | 1900 | 7 | 256 | 205 | 1026.52 | 286 | 11 | 43 | 36 | 0.1 |  | 250 |  | 424 | 0.5 | 53 | 50
| 38112 | 668 | Undifferentiated Tertiary Sediments | 1970-07-22 |  | 1900 | 6 | 291 | 210 | 1065.28 | 301 |  | 34 | 50 | ND |  | 256 |  | 455 | 0.4 | 44 | 55
| 38112 | 668 | Undifferentiated Tertiary Sediments | 1976-03-22 |  | 1950 | 7 | 209 | 220 | 1001.78 | 296 |  | 34.8 | 29.6 | 0.1 |  | 268 |  | 448 | 0.5 | 1 | 60
| 51401 | 668 | Undifferentiated Tertiary Sediments | 1986-01-21 |  | 2000 | 7 | 312 | 197 | 1157.43 | 280 | 12 | 46 | 48 | 0.01 | 0.01 | 240 | ND | 490 | 0.3 | 56 | 40
| 51401 | 668 | Undifferentiated Tertiary Sediments | 1991-12-10 |  | 1900 | 7 | 292 | 181 | 1079.11 | 270 | 12 | 41 | 46 | 0.02 | 0.02 | 220 | ND | 455 | 0.2 | 36 | 30
| 51401 | 668 | Undifferentiated Tertiary Sediments | 1991-03-19 |  | 1500 | 7 | 240 | 136 | 850.68 | 200 | 14 | 33.5 | 38 | 0.04 | 0.01 | 165 | ND | 360 | 0.2 | 25 | 29
| 51401 | 668 | Undifferentiated Tertiary Sediments | 1990-11-14 |  | 1050 | 7 | 207 | 82 | 630.97 | 120 | 14 | 23.5 | 36 |  |  | 100 | ND | 255 | 0.2 | 28 | 30
| 51401 | 668 | Undifferentiated Tertiary Sediments | 1990-06-12 |  | 890 | 7 | 152 | 82 | 555.58 | 120 | 12 | 18 | 26 | 0.1 | 0.01 | 100 | ND | 205 | 0.2 | 19 | 21
| 51401 | 668 | Undifferentiated Tertiary Sediments | 1987-09-30 |  | 1550 | 7 | 201 | 177 | 941.06 | 250 | 9 | 31 | 30 | 0.03 | 0.01 | 215 | ND | 360 | 0.4 | 43 | 42
| 51401 | 668 | Undifferentiated Tertiary Sediments | 1992-03-09 |  | 1150 | 7 | 157 | 140 | 666.73 | 165 | 10 | 21 | 25.5 | 0.02 | 0.02 | 170 | ND | 255 | 0.3 | 12 | 19
| 51401 | 668 | Undifferentiated Tertiary Sediments | 1991-10-14 |  | 1800 | 7 | 289 | 181 | 1097.31 | 280 | 14 | 40 | 46 | 0.02 | 0.02 | 220 | ND | 465 | 0.2 | 36 | 32
| 51401 | 668 | Undifferentiated Tertiary Sediments | 1984-04-03 |  | 2100 | 7 | 340 | 189 | 1155.95 | 280 | 12 | 47 | 54 | 0.05 | 0.01 | 230 | ND | 495 | 0.2 | 45 | 41
| 51401 | 668 | Undifferentiated Tertiary Sediments | 1990-03-06 |  | 1700 | 8 | 317 | 182 | 1072.97 | 275 | 10 | 48 | 48 | 0.01 | 0.04 | 215 | 4 | 465 | 0.2 | 12 | 29.5
| 51401 | 668 | Undifferentiated Tertiary Sediments | 1980-05-21 | 24 | 1260 | 7 | 246 | 170 | 743.18 | 160 | 13 | 36 | 38 |  |  | 207 | ND | 290 | 0.2 | 22 | 15
| 51401 | 668 | Undifferentiated Tertiary Sediments | 1985-06-14 |  | 770 | 7 | 141 | 123 | 459.49 | 88 | 12 | 17 | 24 | 0.32 | 0.02 | 150 | ND | 150 | 0.3 | 19 | 16
| 51401 | 668 | Undifferentiated Tertiary Sediments | 1990-05-29 |  | 1100 | 7 | 198 | 86 | 691.09 | 150 | 14 | 25 | 33 | 0.04 | 0.02 | 105 | ND | 290 | 0.2 | 25 | 22
| 51401 | 668 | Undifferentiated Tertiary Sediments | 1980-05-20 | 24 | 985 | 7 | 166 | 150 | 561.28 | 123 | 10 | 22 | 27 |  |  | 183 | ND | 190 | 0.2 | 22 | 12
| 51401 | 668 | Undifferentiated Tertiary Sediments | 1983-12-20 |  | 1600 | 7 | 274 | 164 | 932.7 | 220 | 13 | 39 | 43 | 0.05 | 0.01 | 200 | ND | 380 | 0.2 | 47 | 28
| 51401 | 668 | Undifferentiated Tertiary Sediments | 1984-06-26 |  | 2100 | 7 | 338 | 197 | 1175.37 | 285 | 12 | 48 | 53 | 0.05 | 0.01 | 240 | ND | 495 | 0.2 | 52 | 39
| 51401 | 668 | Undifferentiated Tertiary Sediments | 1984-12-11 |  | 1650 | 7 | 228 | 181 | 996.98 | 250 | 9 | 50 | 25 | 0.2 | 0.01 | 220 | ND | 400 | 0.3 | 27 | 46
| 51401 | 668 | Undifferentiated Tertiary Sediments | 1985-02-19 |  | 2000 | 7 | 322 | 193 | 1163.61 | 285 | 14 | 45 | 51 | 0.05 | 0.01 | 235 | ND | 475 | 0.2 | 52 | 58
| 51401 | 668 | Undifferentiated Tertiary Sediments | 1980-09-29 |  | 1850 | 6 | 305 | 177 | 695.57 | 232 | 12 | 43 | 48 | 0.05 | 0.01 | 216 | ND | 136 | 0.2 | 23 | 25
| 51402 | 668 | Undifferentiated Tertiary Sediments | 1992-03-09 |  | 1650 | 7 | 255 | 140 | 955.43 | 230 | 11 | 39.5 | 38 | 0.02 | 0.02 | 170 | ND | 385 | 0.2 | 50 | 33.5
| 51402 | 668 | Undifferentiated Tertiary Sediments | 1996-07-22 |  | 1500 | 7 | 232 | 144 | 896.05 | 220 | 10 | 36 | 34.5 |  |  | 175 | ND | 355 | 0.2 | 42 | 31
| 51402 | 668 | Undifferentiated Tertiary Sediments | 1997-02-17 |  | 1400 | 7 | 209 | 164 | 818.04 | 210 | 10 | 33.5 | 30.5 |  |  | 200 | ND | 330 | 0.3 | 12 | 28.5
| 51402 | 668 | Undifferentiated Tertiary Sediments | 1984-04-03 |  | 1750 | 7 | 280 | 156 | 1021.78 | 235 | 11 | 43 | 42 | 0.05 | 0.01 | 190 | ND | 420 | 0.2 | 65 | 35
| 51402 | 668 | Undifferentiated Tertiary Sediments | 1999-10-20 |  | 1594 | 8 | 265 | 156 | 966.5 | 232.1 | 10 | 41.3 | 39.4 | ND | ND | 189 | 1 | 387.3 | 0.23 | 47 | 36.4 | 0.03
| 51402 | 668 | Undifferentiated Tertiary Sediments | 1991-10-14 |  | 1550 | 7 | 253 | 144 | 929.89 | 220 | 14 | 38.5 | 38 | 0.02 | 0.02 | 175 | ND | 375 | 0.2 | 46 | 32
| 51402 | 668 | Undifferentiated Tertiary Sediments | 1992-12-01 |  | 1650 | 8 | 255 | 141 | 950.55 | 220 | 10 | 38.5 | 38.5 | 0.02 | 0.02 | 170 | 1 | 385 | 0.2 | 50 | 33 | 0.02
| 51402 | 668 | Undifferentiated Tertiary Sediments | 1992-08-24 |  | 1650 | 7 | 248 | 144 | 925.39 | 220 | 12 | 37.5 | 37.5 | 0.1 | 0.02 | 175 | ND | 365 | 0.2 | 47 | 30 | 0.02
| 51402 | 668 | Undifferentiated Tertiary Sediments | 1992-04-27 |  | 1600 | 7 | 241 | 144 | 946.42 | 240 | 12 | 39 | 35 | 0.03 | 0.04 | 175 | ND | 370 | 0.2 | 43 | 36
| 51402 | 668 | Undifferentiated Tertiary Sediments | 1992-01-20 |  | 1650 | 7 | 257 | 144 | 955.89 | 230 | 12 | 39.5 | 38.5 | 0.02 | 0.02 | 175 | ND | 385 | 0.2 | 50 | 34.5
| 51402 | 668 | Undifferentiated Tertiary Sediments | 1992-07-07 |  | 1550 | 7 | 241 | 148 | 925.43 | 225 | 11 | 37 | 36 | 0.1 | 0.02 | 180 | ND | 360 | 0.2 | 47 | 30.5
| 51402 | 668 | Undifferentiated Tertiary Sediments | 1998-07-01 |  | 1450 | 7 | 220 | 148 | 775.35 | 205 | 10 | 35.5 | 32 | 0.02 | 0.02 | 180 | ND | 330 | 0.2 | 43 | 31 | 0.1
| 51402 | 668 | Undifferentiated Tertiary Sediments | 1984-12-11 |  | 2000 | 7 | 326 | 197 | 1147.92 | 270 | 14 | 46.5 | 51 | 0.1 | 0.01 | 240 | ND | 480 | 0.2 | 53 | 38.5
| 51402 | 668 | Undifferentiated Tertiary Sediments | 2001-03-13 |  | 1350 | 7 | 207 | 132 | 773.57 | 185 | 9 | 31.5 | 31 | 0.03 | 0.03 | 160 | ND | 300 | 0.2 | 28 | 24.5 | 0.02
| 51402 | 668 | Undifferentiated Tertiary Sediments | 1991-12-10 |  | 1650 | 7 | 262 | 148 | 942.96 | 225 | 12 | 40.5 | 39 | 0.03 | 0.02 | 180 | ND | 375 | 0.2 | 46 | 31
| 51402 | 668 | Undifferentiated Tertiary Sediments | 1980-05-27 | 39 | 1780 | 7 | 314 | 137 | 1153.51 | 248 | 12 | 50 | 46 |  |  | 167 | ND | 424 | 0.2 | 172 | 34
| 51402 | 668 | Undifferentiated Tertiary Sediments | 1990-11-14 |  | 1650 | 7 | 438 | 222 | 937.66 | 140 | 28 | 70 | 64 |  |  | 270 | ND | 350 | 0.4 | 40 | 47.5
| 51402 | 668 | Undifferentiated Tertiary Sediments | 1980-05-26 | 39 | 1890 | 8 | 314 | 137 | 1099.62 | 252 | 12 | 50 | 46 |  |  | 166 | 1 | 437 | 0.2 | 104 | 36
| 51402 | 668 | Undifferentiated Tertiary Sediments | 1990-05-29 |  | 1050 | 8 | 310 | 206 | 667.88 | 105 | 24 | 60 | 39 | 0.02 | 0.03 | 250 | ND | 215 | 0.4 | 13 | 23
| 51402 | 668 | Undifferentiated Tertiary Sediments | 1981-04-10 |  | 1700 | 7 | 316 | 132 | 1098.35 | 234 | 12 | 49 | 47 | 0.05 | 0.02 | 159 | 1 | 440 | 0.1 | 110 | 42
| 51402 | 668 | Undifferentiated Tertiary Sediments | 1981-04-11 |  | 1650 | 7 | 299 | 142 | 1039.44 | 224 | 12 | 47 | 44 | 0.05 | 0.01 | 171 | 1 | 420 | 0.3 | 85 | 37
| 51402 | 668 | Undifferentiated Tertiary Sediments | 1981-04-12 |  | 1630 | 7 | 294 | 138 | 1034.88 | 224 | 12 | 45 | 44 | 0.05 | 0.01 | 166 | 1 | 420 | 0.2 | 85 | 37
| 51402 | 668 | Undifferentiated Tertiary Sediments | 1990-06-29 |  | 990 | 7 | 308 | 206 | 650.54 | 100 | 26 | 59 | 39 | 0.01 | 0.01 | 250 | ND | 205 | 0.4 | 10 | 23
| 51402 | 668 | Undifferentiated Tertiary Sediments | 1983-12-20 |  | 1850 | 6 | 308 | 144 | 1072.31 | 245 | 12 | 49 | 45 | 0.05 | 0.01 | 175 | ND | 425 | 0.2 | 94 | 43
| 51402 | 668 | Undifferentiated Tertiary Sediments | 1984-02-11 |  | 1750 | 7 | 280 | 140 | 1013.95 | 235 | 11 | 43 | 42 | 0.05 | 0.01 | 170 | ND | 420 | 0.2 | 69 | 35
| 51402 | 668 | Undifferentiated Tertiary Sediments | 1984-06-26 |  | 1750 | 6 | 287 | 139 | 1019.85 | 235 | 11 | 44 | 43 | 0.05 | 0.01 | 170 | ND | 420 | 0.2 | 60 | 40
| 51402 | 668 | Undifferentiated Tertiary Sediments | 1987-09-30 |  | 1550 | 7 | 246 | 140 | 913.07 | 215 | 10 | 39 | 36 | 0.17 | 0.01 | 170 | ND | 380 | 0.2 | 46 | 29
| 51402 | 668 | Undifferentiated Tertiary Sediments | 1981-04-13 |  | 1650 | 7 | 298 | 139 | 1035.27 | 226 | 12 | 45 | 45 | 0.05 | 0.01 | 167 | 1 | 423 | 0.1 | 80 | 36
| 51402 | 668 | Undifferentiated Tertiary Sediments | 1985-06-14 |  | 1750 | 8 | 269 | 240 | 1051.06 | 260 | 9 | 55 | 32 | 0.14 | 0.03 | 290 | 2 | 365 | 0.3 | 67 | 54
| 51881 | 668 | Undifferentiated Tertiary Sediments | 1990-11-14 |  | 1350 | 7 | 175 | 144 | 818.97 | 215 | 9 | 24 | 28 | 0.01 | 0.01 | 175 | ND | 320 | 0.4 | 26 | 41
| 51881 | 668 | Undifferentiated Tertiary Sediments | 1992-01-20 |  | 1650 | 7 | 207 | 156 | 898.36 | 265 | 10 | 29.5 | 32.5 | 0.02 | 0.02 | 190 | ND | 385 | 0.4 | 30 | 51
| 51881 | 668 | Undifferentiated Tertiary Sediments | 1983-12-30 |  | 1650 | 7 | 207 | 135 | 920.1 | 255 | 8 | 30 | 32 | 0.06 | 0.01 | 165 | ND | 405 | 0.3 | 18 | 54
| 51881 | 668 | Undifferentiated Tertiary Sediments | 1984-01-02 |  | 1600 | 7 | 193 | 136 | 889.82 | 245 | 8 | 28 | 30 | 0.08 | 0.01 | 165 | ND | 395 | 0.4 | 16 | 50
| 51881 | 668 | Undifferentiated Tertiary Sediments | 1983-12-31 |  | 1650 | 7 | 200 | 135 | 964.29 | 265 | 9 | 29 | 31 | 0.05 | 0.01 | 165 | ND | 380 | 0.4 | 32 | 100
| 51881 | 668 | Undifferentiated Tertiary Sediments | 1984-04-03 |  | 1500 | 7 | 218 | 160 | 873.56 | 220 | 9 | 33 | 33 | 0.07 | 0.01 | 195 | ND | 330 | 0.3 | 36 | 47
| 51881 | 668 | Undifferentiated Tertiary Sediments | 1985-02-19 |  | 1550 | 7 | 171 | 140 | 903.15 | 245 | 8 | 24 | 27 | 0.05 | 0.01 | 170 | ND | 375 | 0.4 | 14 | 56
| 51881 | 668 | Undifferentiated Tertiary Sediments | 1986-01-02 |  | 1550 | 5 | 169 | 139 | 890.12 | 245 | 8 | 25 | 26 | 0.02 | 0.01 | 170 | ND | 365 | 0.2 | 20 | 46
| 51881 | 668 | Undifferentiated Tertiary Sediments | 1987-09-30 |  | 1450 | 7 | 169 | 152 | 1693.47 | 235 | 7 | 25 | 26 | 0.1 | 0.01 | 185 | ND | 350 | 0.4 | 23 | 45.5
| 51881 | 668 | Undifferentiated Tertiary Sediments | 1990-03-06 |  | 810 | 8 | 107 | 110 | 529.84 | 145 | 8 | 15 | 17 | 0.01 | 0.01 | 130 | 2 | 195 | 0.3 | 7 | 21.5
| 51881 | 668 | Undifferentiated Tertiary Sediments | 1992-07-07 |  | 1700 | 7 | 207 | 152 | 976.08 | 270 | 9 | 30 | 32 | 0.1 | 0.02 | 185 | ND | 385 | 0.3 | 28 | 45.5
| 51881 | 668 | Undifferentiated Tertiary Sediments | 1984-01-03 |  | 1600 | 7 | 185 | 135 | 881.62 | 245 | 8 | 28 | 28 | 0.08 | 0.01 | 165 | ND | 390 | 0.4 | 16 | 49
| 51881 | 668 | Undifferentiated Tertiary Sediments | 1990-06-12 |  | 270 | 7 | 46 | 69 | 200.81 | 31 | 12 | 8.2 | 6.3 | 0.1 | 0.01 | 84 | ND | 41 | 0.1 | 6 | 6.3
| 51881 | 668 | Undifferentiated Tertiary Sediments | 1991-03-19 |  | 1550 | 8 | 189 | 152 | 878.29 | 240 | 10 | 28 | 29 | 0.02 | 0.01 | 185 | ND | 345 | 0.4 | 27 | 42.5
| 51881 | 668 | Undifferentiated Tertiary Sediments | 1984-01-01 |  | 1600 | 7 | 193 | 135 | 889.84 | 250 | 8 | 28 | 30 | 0.2 | 0.01 | 165 | ND | 390 | 0.4 | 16 | 50
| 51881 | 668 | Undifferentiated Tertiary Sediments | 1992-12-01 |  | 1750 | 8 | 213 | 153 | 979.23 | 255 | 8 | 30 | 33.5 | 0.02 | 0.02 | 185 | 1 | 395 | 0.3 | 30 | 49.5 | 0.03
| 51881 | 668 | Undifferentiated Tertiary Sediments | 1991-10-14 |  | 1600 | 8 | 202 | 149 | 955.65 | 260 | 10 | 28 | 32 | 0.02 | 0.02 | 180 | 1 | 385 | 0.4 | 29 | 47
| 51881 | 668 | Undifferentiated Tertiary Sediments | 1991-12-10 |  | 1700 | 8 | 210 | 149 | 974.76 | 265 | 9 | 30.5 | 32.5 | 0.03 | 0.02 | 180 | 1 | 390 | 0.4 | 30 | 48.5
| 51881 | 668 | Undifferentiated Tertiary Sediments | 1992-03-09 |  | 1700 | 7 | 213 | 152 | 978.3 | 265 | 9 | 31 | 33 | 0.02 | 0.02 | 185 | ND | 395 | 0.4 | 30 | 49
| 51881 | 668 | Undifferentiated Tertiary Sediments | 1992-04-27 |  | 1700 | 8 | 218 | 150 | 1013.46 | 275 | 10 | 33 | 33 | 0.03 | 0.02 | 180 | 2 | 415 | 0.4 | 30 | 47
| 51881 | 668 | Undifferentiated Tertiary Sediments | 1990-05-29 |  | 1150 | 7 | 165 | 132 | 722.31 | 180 | 11 | 25 | 25 | 0.02 | 0.02 | 160 | ND | 280 | 0.3 | 20 | 32
| 51968 | 668 | Undifferentiated Tertiary Sediments | 1991-10-14 |  | 1600 | 8 | 227 | 202 | 993.71 | 255 | 14 | 35.5 | 33.5 | 0.02 | 0.02 | 245 | 1 | 335 | 0.3 | 84 | 45.5
| 51968 | 668 | Undifferentiated Tertiary Sediments | 1991-03-19 |  | 1550 | 8 | 240 | 190 | 909.91 | 210 | 9 | 40 | 34 | 0.01 | 0.01 | 230 | 1 | 320 | 0.3 | 68 | 40
| 51968 | 668 | Undifferentiated Tertiary Sediments | 1992-12-01 |  | 1650 | 8 | 210 | 200 | 947.69 | 240 | 10 | 32 | 31.5 | 0.02 | 0.02 | 240 | 2 | 315 | 0.3 | 75 | 43.5 | 0.04
| 51968 | 668 | Undifferentiated Tertiary Sediments | 1992-08-24 |  | 1700 | 8 | 220 | 211 | 8490.13 | 260 | 12 | 33 | 33.5 | 0.1 | 0.02 | 255 | 1 | 325 | 0.3 | 81 | 43.5 | 0.03
| 51968 | 668 | Undifferentiated Tertiary Sediments | 1992-07-07 |  | 1700 | 7 | 222 | 210 | 1024.2 | 270 | 11 | 34.5 | 33 | 0.1 | 0.02 | 255 | ND | 340 | 0.4 | 85 | 44.5
| 51968 | 668 | Undifferentiated Tertiary Sediments | 1996-07-22 |  | 1950 | 7 | 280 | 214 | 1140.16 | 295 | 12 | 43 | 42 |  |  | 260 | ND | 425 | 0.3 | 71 | 53 | 0.02
| 51968 | 668 | Undifferentiated Tertiary Sediments | 1992-03-09 |  | 1750 | 7 | 232 | 197 | 1000.55 | 265 | 11 | 36 | 34.5 | 0.02 | 0.02 | 240 | ND | 330 | 0.4 | 88 | 47
| 51968 | 668 | Undifferentiated Tertiary Sediments | 1993-10-12 |  | 1600 | 8 | 217 | 194 | 974.32 | 255 | 12 | 35 | 31.5 | 0.03 | 0.02 | 235 | 1 | 340 | 0.3 | 69 | 45 | 0.02
| 51968 | 668 | Undifferentiated Tertiary Sediments | 1992-01-20 |  | 1650 | 7 | 221 | 197 | 990.35 | 260 | 12 | 34 | 33 | 0.02 | 0.02 | 240 | ND | 335 | 0.4 | 82 | 46
| 51968 | 668 | Undifferentiated Tertiary Sediments | 1991-12-10 |  | 1700 | 8 | 240 | 212 | 1042.52 | 270 | 12 | 37.5 | 35.5 | 0.02 | 0.02 | 255 | 2 | 345 | 0.4 | 98 | 47
| 51968 | 668 | Undifferentiated Tertiary Sediments | 1997-02-17 |  | 1800 | 7 | 272 | 209 | 1104.48 | 280 | 13 | 41.5 | 41 |  |  | 255 | ND | 420 | 0.4 | 67 | 51
| 51968 | 668 | Undifferentiated Tertiary Sediments | 1991-03-19 |  | 1600 | 7 | 270 | 144 | 898.83 | 195 | 7 | 44 | 39 | 0.01 | 0.01 | 175 | ND | 365 | 0.2 | 40 | 32 | 0.03
| 51968 | 668 | Undifferentiated Tertiary Sediments | 1992-04-27 |  | 1150 | 8 | 125 | 181 | 689.38 | 190 | 13 | 17 | 20 | 0.09 | 0.02 | 220 | 1 | 195 | 0.5 | 49 | 31
| 51968 | 668 | Undifferentiated Tertiary Sediments | 1984-01-25 |  | 2050 | 7 | 314 | 189 | 1107.45 | 275 | 12 | 50 | 46 | 0.05 | 0.01 | 230 | ND | 440 | 0.2 | 105 | 2
| 51968 | 668 | Undifferentiated Tertiary Sediments | 2001-02-13 | 34 | 1800 | 7 | 251 | 227 | 1082.81 | 290 | 12 | 37.5 | 38 | 0.04 | ND | 275 | ND | 375 | 0.4 | 70 | 53 | 0.19
| 51968 | 668 | Undifferentiated Tertiary Sediments | 1985-06-14 |  | 1700 | 7 | 239 | 201 | 1007.49 | 255 | 10 | 38 | 35 | 0.01 | 0.01 | 245 | ND | 360 | 0.3 | 69 | 56
| 51968 | 668 | Undifferentiated Tertiary Sediments | 1984-01-28 |  | 1850 | 7 | 270 | 189 | 1051.45 | 260 | 11 | 42 | 40 | 0.05 | 0.01 | 230 | ND | 390 | 0.2 | 74 | 54
| 51968 | 668 | Undifferentiated Tertiary Sediments | 1990-06-12 |  | 500 | 7 | 134 | 132 | 326.17 | 50 | 13 | 29 | 15 |  |  | 160 | ND | 66 | 0.3 | 16 | 11
| 51968 | 668 | Undifferentiated Tertiary Sediments | 1987-09-30 |  | 1700 | 7 | 236 | 201 | 1033.21 | 270 | 10 | 37 | 35 | 0.03 | 0.01 | 245 | ND | 385 | 0.4 | 66 | 42
| 51968 | 668 | Undifferentiated Tertiary Sediments | 1984-01-27 |  | 1900 | 6 | 270 | 189 | 1078.45 | 270 | 11 | 42 | 40 | 0.05 | 0.01 | 230 | ND | 395 | 0.2 | 80 | 59
| 51968 | 668 | Undifferentiated Tertiary Sediments | 1984-01-26 |  | 1900 | 7 | 270 | 189 | 1054.45 | 270 | 11 | 42 | 40 | 0.05 | 0.01 | 230 | ND | 400 | 0.2 | 81 | 30
| 51968 | 668 | Undifferentiated Tertiary Sediments | 1990-11-14 |  | 1550 | 7 | 228 | 189 | 911.79 | 220 | 12 | 34.5 | 34.5 |  |  | 230 | ND | 320 | 0.4 | 68 | 39.5
| 51968 | 668 | Undifferentiated Tertiary Sediments | 1984-01-25 |  | 1950 | 7 | 285 | 185 | 1060.49 | 270 | 10 | 45 | 42 | 0.05 | 0.01 | 225 | ND | 425 | 0.2 | 88 | 2
| 51968 | 668 | Undifferentiated Tertiary Sediments | 1986-01-21 |  | 1800 | 7 | 235 | 214 | 1069.56 | 280 | 11 | 38 | 34 | 0.01 | 0.01 | 260 | ND | 385 | 0.4 | 78 | 52
| 51968 | 668 | Undifferentiated Tertiary Sediments | 1981-03-19 |  | 1600 | 7 | 270 | 144 | 898.47 | 195 | 7 | 44 | 39 | 0.01 | 0.01 | 175 | ND | 365 | 0.2 | 40 | 32
| 51968 | 668 | Undifferentiated Tertiary Sediments | 1984-01-24 |  | 1950 | 7 | 288 | 189 | 1065.55 | 270 | 11 | 46 | 42 | 0.05 | 0.01 | 230 | ND | 420 | 0.3 | 95 | 2
| 51968 | 668 | Undifferentiated Tertiary Sediments | 1998-07-01 |  | 1850 | 7 | 250 | 230 | 1026.94 | 290 | 12 | 39 | 37 | 0.02 | 0.02 | 280 | ND | 390 | 0.4 | 67 | 53 | 0.02
| 51968 | 668 | Undifferentiated Tertiary Sediments | 1990-05-29 |  | 365 | 8 | 131 | 123 | 250.07 | 23 | 12 | 31 | 13 | 0.01 | 0.01 | 150 | ND | 43 | 0.2 | 6 | 8.5
| 69715 | 668 | Undifferentiated Tertiary Sediments | 1992-10-02 | 40 | 1420 | 6 | 247 | 102 | 782.38 | 210 | 10 | 33 | 40 | 0.08 | 0.01 | 122 | 1 | 415 |  | 1 | 12
| 69715 | 668 | Undifferentiated Tertiary Sediments | 1992-01-31 | 45 | 1564 | 8 | 240 | 116 | 900.77 | 214.6 | 12 | 36.9 | 36 | ND | ND | 139.4 | 1 | 408.2 | 0.18 | 5 | 18.8
| 69749 | 668 | Undifferentiated Tertiary Sediments | 1992-05-17 | 42 | 1273 | 8 | 193 | 144 | 736.9 | 169.4 | 11 | 29.4 | 29.1 | ND | 0.06 | 172.3 | 2 | 282.3 | 0.22 | 24 | 23.3
| 69749 | 668 | Undifferentiated Tertiary Sediments | 1992-05-18 | 42 | 1171 | 8 | 157 | 157 | 691.08 | 179.3 | 10 | 27 | 21.7 | ND | ND | 189.2 | 1 | 248.7 | 0.28 | 8 | 25.5
| 69749 | 668 | Undifferentiated Tertiary Sediments | 2001-02-13 | 49 | 1500 | 7 | 225 | 165 | 859.76 | 220 | 10 | 37 | 32 | 0.04 | ND | 200 | ND | 340 | 0.3 | 20 | 31.5 | 0.02
| 69749 | 668 | Undifferentiated Tertiary Sediments | 1993-10-12 |  | 1450 | 8 | 286 | 140 | 845.89 | 180 | 15 | 42 | 44 | 0.05 | 0.05 | 170 | ND | 365 | 0.2 | 21 | 27 | 2.3
| 69749 | 668 | Undifferentiated Tertiary Sediments | 1998-07-01 |  | 1900 | 7 | 315 | 172 | 1006.04 | 260 | 12 | 48.5 | 47 | 0.02 | 0.04 | 210 | ND | 470 | 0.2 | 32 | 32.5 | 0.12
| 69749 | 668 | Undifferentiated Tertiary Sediments | 1997-02-17 |  | 1450 | 7 | 232 | 144 | 889.35 | 215 | 10 | 36 | 34.5 |  |  | 175 | ND | 355 | 0.2 | 42 | 30.5
| 69749 | 668 | Undifferentiated Tertiary Sediments | 1992-07-07 |  | 1200 | 8 | 151 | 175 | 672.18 | 200 | 10 | 20 | 24.5 | 0.1 | 0.02 | 210 | 2 | 265 | 0.2 | 8 | 22
| 69749 | 668 | Undifferentiated Tertiary Sediments | 1993-06-21 |  | 1700 | 8 | 232 | 153 | 1009.16 | 260 | 11 | 37 | 34 | 0.02 | 0.02 | 185 | ND | 395 | 0.2 | 39 | 51 | 0.03
| 69749 | 668 | Undifferentiated Tertiary Sediments | 1996-07-22 |  | 1400 | 7 | 204 | 164 | 816.24 | 210 | 9 | 34 | 29 |  |  | 200 | ND | 330 | 0.2 | 11 | 29
| 103113 | 668 | Undifferentiated Tertiary Sediments | 1997-12-15 |  | 1000 | 8 | 130 | 104 | 576.98 | 145 | 11 | 19 | 20 | 0.02 |  | 125 | 1 | 230 | 0.3 | 5 | 24.5
| 103113 | 668 | Undifferentiated Tertiary Sediments | 2001-03-13 |  | 330 | 7 | 31 | 91 | 220.39 | 55 | 4 | 4.2 | 4.8 | ND | ND | 110 | ND | 40.5 | 0.2 | 4 | 5.8 | 0.02
| 103113 | 668 | Undifferentiated Tertiary Sediments | 1998-07-01 |  | 1400 | 7 | 160 | 144 | 760.63 | 230 | 9 | 24.5 | 24 | 0.02 | 0.02 | 175 | ND | 325 | 0.4 | 21 | 40 | 0.14
| 103183 | 668 | Undifferentiated Tertiary Sediments | 1992-04-27 |  | 900 | 7 | 95 | 127 | 544.78 | 145 | 10 | 15 | 14 | 0.08 | 0.36 | 155 | ND | 180 | 0.2 | ND | 23 | 0.02
| 103183 | 668 | Undifferentiated Tertiary Sediments | 1997-04-01 | 68 | 770 | 7 | 102 | 148 | 490.33 | 120 | 8 | 16 | 15 | 0.04 | 0.08 | 180 | ND | 150 | 0.2 | ND | 17.5
| 103183 | 668 | Undifferentiated Tertiary Sediments | 1998-12-09 |  | 890 | 8 | 106 | 129 | 553.44 | 140 | 8 | 17 | 15.5 |  |  | 155 | 1 | 195 | 0.2 | ND | 25 | 0.03
| 103218 | 668 | Undifferentiated Tertiary Sediments | 1999-09-12 |  | 2020 | 7 | 331 | 279 | 1166.43 | 305.8 | 16 | 52.3 | 48.7 | 2.37 | 3.47 | 339.6 | ND | 483.4 | 0.31 | ND | 5.6 | ND
| 103218 | 668 | Undifferentiated Tertiary Sediments | 1999-09-12 |  | 2310 | 7 | 557 | 413 | 1331 | 300.4 | 17 | 126.8 | 58.4 | 1.31 | 4.55 | 502.4 | 1 | 485.9 | 0.27 | ND | 24.9 | 0.01
| 103222 | 668 | Undifferentiated Tertiary Sediments | 1999-09-06 |  | 1350 | 8 | 147 | 209 | 767.76 | 227.9 | 7 | 34.4 | 14.8 | ND | ND | 249.9 | 2 | 292.1 | 0.42 | 2 | 30.4 | 0.03
| 103222 | 668 | Undifferentiated Tertiary Sediments | 1999-09-06 | 66 | 1330 | 8 | 160 |  | 668.22 | 230 | 6 | 36 | 17 | 0.12 | 0.1 |  |  | 344 |  | ND | 35 | 0.1
| 103224 | 668 | Undifferentiated Tertiary Sediments | 1999-09-14 |  | 1660 | 8 | 252 | 330 | 1003.7 | 263.4 | 10 | 55.1 | 27.9 | 0.02 | ND | 398.9 | 2 | 330.5 | 0.35 | 9 | 48.7 | 0.16
| 103225 | 668 | Undifferentiated Tertiary Sediments | 1999-09-14 |  | 1850 | 7 | 303 | 208 | 1170.15 | 286 | 14 | 96.2 | 15.4 | 0.01 | ND | 252.8 | ND | 360.6 | 0.5 | 9 | 217.6 | 0.14
| 103225 | 668 | Undifferentiated Tertiary Sediments | 1999-09-15 |  | 1600 | 8 | 201 | 252 | 985.39 | 269.1 | 10 | 44.3 | 21.9 | ND | ND | 304.5 | 1 | 354.7 | 0.37 | 8 | 59 | 0.17
| 103225 | 668 | Undifferentiated Tertiary Sediments | 1999-09-14 |  | 1340 | 8 | 164 | 260 | 798.16 | 222.3 | 11 | 42.3 | 14.2 | ND | ND | 311.3 | 3 | 250.1 | 0.41 | 6 | 52.1 | 0.04
| 103226 | 668 | Undifferentiated Tertiary Sediments | 1999-09-12 |  | 1480 | 8 | 204 | 201 | 864.58 | 233.3 | 8 | 45.2 | 22.1 | 0.01 | ND | 242.3 | 2 | 342.2 | 0.47 | 6 | 38.5 | 0.03
| 103226 | 668 | Undifferentiated Tertiary Sediments | 1999-09-12 |  | 1560 | 8 | 197 | 193 | 876.8 | 246.1 | 8 | 48 | 18.8 | ND | ND | 231.1 | 2 | 364.2 | 0.5 | 6 | 37.4 | 0.05
| 103226 | 668 | Undifferentiated Tertiary Sediments | 1999-09-12 |  | 1810 | 8 | 317 | 207 | 1069.22 | 258.7 | 10 | 57.7 | 42.1 | 0.01 | 0.01 | 250.6 | 1 | 453.5 | 0.3 | 9 | 33 | 0.02
| 12030036 | 668 | Undifferentiated Tertiary Sediments | 1998-07-03 |  | 337 | 7 | 95 | 136 | 208.97 | 26.5 | 16 | 18.6 | 11.7 | 0.04 | ND | 165.2 | ND | 20.4 | 0.12 | 1 | 6.8 | 0.01
| 12030036 | 668 | Undifferentiated Tertiary Sediments | 1977-08-10 | 17 | 310 | 8 | 63 | 140 | 181.01 | 38 | 12 | 13 | 7.4 |  |  | 167 | 2 | 20 | 0.1 | ND | 6
| 12030036 | 668 | Undifferentiated Tertiary Sediments | 1999-10-20 |  | 297 | 7 | 71 | 123 | 188.99 | 27.4 | 13 | 13.3 | 9.1 | 0.02 | ND | 150.1 | ND | 10.4 | 0.1 | 2 | 8.9 | 0.02
| 12030039 | 668 | Undifferentiated Tertiary Sediments | 1998-07-03 |  | 255 | 7 | 55 | 48 | 152.24 | 25 | 7 | 13.5 | 5.2 | 0.08 |  | 58 | ND | 37 |  | 14 | 2.5 | 0.08
| 12030039 | 668 | Undifferentiated Tertiary Sediments | 1977-08-10 | 31 | 900 | 8 | 125 | 140 | 512.1 | 148 | 7 | 22 | 17 |  |  | 169 | 1 | 195 | 0.2 | 19 | 20
| 12030039 | 668 | Undifferentiated Tertiary Sediments | 1983-12-13 |  | 690 | 8 | 84 | 121 | 429.13 | 98 | 4 | 14 | 12 | 0.02 | 0.01 | 145 | 1 | 115 | 0.2 | 19 | 14
| 12030039 | 668 | Undifferentiated Tertiary Sediments | 1998-11-10 |  | 267 | 7 | 56 | 54 | 157.4 | 27.2 | 6 | 13.2 | 5.7 | ND | ND | 65.6 | ND | 40.7 | 0.09 | 9 | 2.8 | 0.02
| 12030039 | 668 | Undifferentiated Tertiary Sediments | 1999-10-20 |  | 360 | 8 | 64 | 65 | 203.9 | 39.2 | 7 | 14.2 | 6.9 | 0.08 | ND | 78.6 | ND | 61.5 | 0.1 | 7 | 4 | 0.13
| 12030039 | 668 | Undifferentiated Tertiary Sediments | 1978-11-07 |  | 880 | 8 | 113 | 135 | 527.04 | 129 | 6 | 19 | 16 |  |  | 164 | ND | 190 | 0.2 | 7 | 14
| 12030041 | 668 | Undifferentiated Tertiary Sediments | 1983-12-13 |  | 1900 | 8 | 302 | 146 | 1062.67 | 250 | 11 | 45 | 46 | 0.01 | 0.01 | 175 | 1 | 460 | 0.2 | 48 | 38
| 12030041 | 668 | Undifferentiated Tertiary Sediments | 1998-11-10 |  | 848 | 8 | 102 | 121 | 530.47 | 135.3 | 8 | 15.7 | 15.4 | ND | ND | 146.4 | ND | 174.7 | 0.24 | 22 | 14.5 | 0.02
| 12030041 | 668 | Undifferentiated Tertiary Sediments | 1998-07-03 |  | 255 | 7 | 44 | 34 | 153.13 | 27.5 | 7 | 8.6 | 5.5 | 0.08 | 0.04 | 41.5 | ND | 42.5 | 0.1 | 16 | 3 | 0.13
| 12030041 | 668 | Undifferentiated Tertiary Sediments | 1999-10-20 |  | 1058 | 7 | 126 | 137 | 628.77 | 164.4 | 9 | 19.8 | 18.6 | ND | 0.01 | 166.9 | ND | 229.1 | 0.2 | 10 | 20.1 | 0.23
| 12030041 | 668 | Undifferentiated Tertiary Sediments | 1977-08-10 | 24 | 1500 | 8 | 201 | 160 | 853.39 | 234 | 22 | 31 | 30 |  |  | 194 | ND | 400 | 0.5 | ND | 40
| 12030041 | 668 | Undifferentiated Tertiary Sediments | 1978-11-07 |  | 2050 | 8 | 293 | 145 | 1209.44 | 302 | 11 | 43 | 45 |  |  | 176 | ND | 520 | 0.5 | 100 | 44
| 12030048 | 668 | Undifferentiated Tertiary Sediments | 1978-11-06 |  | 970 | 8 | 127 | 289 | 628.29 | 179 | 10 | 23 | 17 |  |  | 351 | 1 | 125 | 0.5 | 1 | 40
| 12030048 | 668 | Undifferentiated Tertiary Sediments | 1977-08-10 | 20 | 965 | 8 | 112 | 305 | 523.24 | 164 | 13 | 20 | 15 |  |  | 369 | 1 | 92 | 0.4 | 4 | 32
| 12030076 | 668 | Undifferentiated Tertiary Sediments | 1978-11-07 |  | 22700 | 8 | 1600 | 335 | 14211.01 | 4830 | 30 | 130 | 310 |  |  | 408 | ND | 7700 | 0.4 | 10 | 980
| 12030076 | 668 | Undifferentiated Tertiary Sediments | 1983-12-13 |  | 20500 | 8 | 1539 | 290 | 13314.7 | 4450 | 27 | 130 | 295 | 0.01 | 0.01 | 340 | 7 | 7300 | 0.4 | ND | 920
| 12030076 | 668 | Undifferentiated Tertiary Sediments | 1977-08-11 | 28 | 20800 | 8 | 1627 | 280 | 13617.97 | 4860 | 30 | 190 | 280 |  |  | 341 | ND | 7200 | 0.3 | ND | 890
| 12030077 | 668 | Undifferentiated Tertiary Sediments | 1977-08-11 | 6 | 210 | 8 | 22 | 36 | 117.73 | 34 | 0 | 3.9 | 2.9 |  |  | 44 | ND | 42 |  | ND | 13
| 12030077 | 668 | Undifferentiated Tertiary Sediments | 1983-12-13 |  | 190 | 7 | 23 | 30 | 168.26 | 30 | 4 | 4.5 | 2.9 | 6.1 | 0.01 | 36.5 | ND | 32 | 0.1 | 2 | 5.1
| 119 | 668 | undifferentiated aquifer | 1965-01-01 |  | 652 | 8 | 21 | 300 | 388.76 | 154 |  | 5 | 2 |  |  | 366 |  | 45 | 2.8
| 119 | 668 | undifferentiated aquifer | 1970-03-11 |  | 655 | 8 | 29 | 290 | 389.86 | 155 |  | 5 | 4 |  |  | 354 |  | 50 | 1.8 |  | ND
| 1134 | 668 | undifferentiated aquifer | 1969-07-28 |  | 1530 | 8 | ND | 771 | 1017.95 | 432 |  | 2 | ND |  |  | 940 |  | 120 | 1.75 | ND | ND
| 3024 | 668 | undifferentiated aquifer | 1987-12-16 | 540 | 1950 | 9 | ND | 970 | 1230 | 510 | 2 | 2.3 | 0.1 | 0.01 | 0.01 | 1100 | 38 | 98 | 4.7 | ND | 2
| 3024 | 668 | undifferentiated aquifer | 2002-03-26 | 540 | 1950 | 8 | ND | 973 | 1236.89 | 500 | 3 | 2.6 | 0.2 | ND | ND | 1150 | 18 | 105 | 4.3 | ND | ND | 0.01
| 4451 | 668 | undifferentiated aquifer | 1966-01-01 |  | 480 | 8 | 36 | 164 | 328.5 | 115 |  | 9.6 | 2.9 |  |  | 200 |  | 48 | 0.66 |  | 54
| 4898 | 668 | undifferentiated aquifer | 1966-01-01 |  | 670 | 8 | 16 | 248 | 404.89 | 160.5 |  | 1.6 | 2.9 |  |  | 303 |  | 64 | 0.9 |  | 26
| 4898 | 668 | undifferentiated aquifer | 1967-09-01 |  | 650 | 8 | ND | 262 | 396.75 | 162 |  | 2 | 1 |  |  | 319 |  | 70 | 0.9 |  | 4
| 4995 | 668 | undifferentiated aquifer | 2002-03-26 | 916 | 1350 | 8 | 11 | 513 | 811.57 | 315 | 4 | 4 | 0.1 | 0.02 | 0.03 | 600 | 12 | 130 | 4.7 | ND | ND | 0.02
| 4995 | 668 | undifferentiated aquifer | 1965-12-30 | 916 | 1350 | 8 | 21 | 530 | 820.24 | 334 |  | 5 | 2 |  |  | 646 |  | 155 | 6.6 |  | ND
| 4995 | 668 | undifferentiated aquifer | 2003-06-23 | 916 | 1259 | 8 | ND | 513 | 824.25 | 327.6 | 4 | 3.8 | 0.1 | 0.31 | 0.04 | 611.6 | 7 | 134.3 | 4.24 | ND | 1.1 | ND
| 4995 | 668 | undifferentiated aquifer | 1987-12-16 | 915 | 1300 | 8 | ND | 510 | 820 | 325 | 4 | 3.6 | ND | 0.01 | 0.01 | 600 | 9 | 135 | 5 | ND | 2
| 5609 | 668 | undifferentiated aquifer | 1987-01-09 | 55 | 7200 | 8 | 922 | 140 | 4109.7 | 1200 | 21 | 130 | 145 | 0.1 | 17 | 170 | 1 | 2350 | 0.1 |  | 135 | 0.16
| 36649 | 668 | undifferentiated aquifer | 1971-01-25 | 27 | 360 | 8 |  |  | 88 | 37 | [7 empty] | 40 | 11
| 36652 | 668 | undifferentiated aquifer | 1971-01-25 | 33 | 2070 | 7 |  |  | 829 | 255 | [7 empty] | 565 |  | 9
| 36653 | 668 | undifferentiated aquifer | 1971-01-23 | 24 | 1150 | 7 |  |  | 405 | 145 | [7 empty] | 225 |  | 35
| 36653 | 668 | undifferentiated aquifer | 1997-04-01 | 24 | 1000 | 7 | 193 | 181 | 615.82 | 135 | 12 | 28.5 | 29.5 | 0.03 | 0.17 | 220 | ND | 180 | 0.3 | 42 | 34.5 | 0.5
| 36654 | 668 | undifferentiated aquifer | 1971-01-23 | 24 | 1760 | 7 |  |  | 721 | 263 | [7 empty] | 405 |  | 53
| 36657 | 668 | undifferentiated aquifer | 1999-01-06 | 30 | 3390 | 8 | 683 | 64 | 1907.82 | 422.1 | 18 | 89.6 | 111.8 | ND | 0.46 | 77.1 | ND | 1015 | 0.28 | 8 | 130.8 | 0.2
| 36658 | 668 | undifferentiated aquifer | 1997-04-01 | 24 | 1550 | 7 | 343 | 148 | 884.07 | 185 | 14 | 50 | 53 | 0.02 | 0.44 | 180 | ND | 330 | 0.2 | 105 | 58
| 36658 | 668 | undifferentiated aquifer | 1971-01-21 | 24 | 1280 | 8 |  |  | 521 | 170 | [7 empty] | 255 |  | 96
| 36659 | 668 | undifferentiated aquifer | 1973-01-26 | 25 | 450 | 7 |  |  | 104.1 | 39 | [7 empty] | 65 |  | ND
| 36773 | 668 | undifferentiated aquifer | 1971-01-21 | 41 | 1680 | 7 |  |  | 652.1 | 202 | [7 empty] | 450 |  | ND
| 36783 | 668 | undifferentiated aquifer | 1998-02-20 |  | 7100 | 8 | 1500 | 281 | 4042.77 | 940 | 20 | 345 | 155 |  | 0.02 | 340 | 1 | 2250 | 0.3 |  | 120 | 0.07
| 38029 | 668 | undifferentiated aquifer | 1971-03-29 | 18 | 1575 | 8 | 305 | 576 | 986.17 | 293 |  | 25 | 59 |  |  | 702 | ND | 245 | 1 | ND | 18
| 38031 | 668 | undifferentiated aquifer | 1971-03-30 | 21 | 2340 | 8 | 392 | 246 | ND | 349 |  | 40 | 71 |  |  | 300 |  | 588 | 0.55 | 31 | 49
| 38087 | 668 | undifferentiated aquifer | 1971-03-27 | 23 | 660 | 7 | 158 | 106 | ND | 76 |  | 22 | 25 |  |  | 129 | ND | 129 | 0.2 | 18 | 19
| 38088 | 668 | undifferentiated aquifer | 1971-03-27 | 30 | 1550 | 7 | 288 | 152 | ND | 223 |  | 38 | 47 |  |  | 185 | ND | 369 | 0.4 | ND | 98
| 38090 | 668 | undifferentiated aquifer | 1971-01-23 | 27 | 1900 | 8 |  |  | 686 | 210 | [7 empty] | 450 |  | 26
| 38092 | 668 | undifferentiated aquifer | 1999-01-19 |  | 1027 | 8 | 141 | 110 | 630.68 | 156.7 | 9 | 19.4 | 22.6 | ND | 0.03 | 132.8 | ND | 254.6 | 0.14 | 6 | 16.4 | 3.4
| 38092 | 668 | undifferentiated aquifer | 1971-03-23 | 49 | 1100 | 8 | 161 | 115 | 577.14 | 158 |  | 25 | 24 | 20 |  | 128 | 6 | 260 | 0.2 | ND | 21
| 38093 | 668 | undifferentiated aquifer | 1971-03-23 | 24 | 1940 | 8 | 371 | 135 | 990.04 | 240 |  | 58 | 55 |  |  | 140 | 12 | 500 | 0.2 | 24 | 32
| 38094 | 668 | undifferentiated aquifer | 1971-03-23 | 46 | 1660 | 8 | 286 | 220 | 905.08 | 243 |  | 60 | 33 |  |  | 268 |  | 385 | 0.3 | 21 | 31
| 38095 | 668 | undifferentiated aquifer | 1971-03-25 | 153 | 1820 | 8 | 283 | 190 | 954.02 | 259 |  | 113 |  | ND |  | 232 |  | 450 | 0.95 | ND | 17
| 38097 | 668 | undifferentiated aquifer | 1971-03-27 | 46 | 2700 | 8 | 236 | 760 | ND | 587 |  | 27 | 41 |  |  | 927 |  | 500 | 1.2 | 7 | 39
| 38098 | 668 | undifferentiated aquifer | 1971-03-27 | 12 | 7000 | 8 | 1139 | 820 | ND | 1269 |  | 128 | 199 |  |  | 1000 |  | 1985 | 1.35 | ND | 268
| 38100 | 668 | undifferentiated aquifer | 1971-03-27 | 44 | 1540 | 7 | 203 | 185 | ND | 247 |  | 35 | 28 |  |  | 225 |  | 370 | 0.3 | 11 | 26
| 38101 | 668 | undifferentiated aquifer | 1971-03-27 |  | 1950 | 7 | 296 | 180 | ND | 294 |  | 46 | 44 |  |  | 219 |  | 520 | 0.25 | ND | 20
| 38107 | 668 | undifferentiated aquifer | 1971-03-25 |  | 2030 | 8 | 191 | 290 | ND | 386 |  | 32 | 27 | ND |  | 354 | ND | 480 | 0.3 |  | 60
| 38108 | 668 | undifferentiated aquifer | 1971-03-25 |  | 1070 | 8 | 120 | 75 | ND | 154 |  | 30 | 11 | ND |  | 92 | ND | 245 |  |  | 34
| 38134 | 668 | undifferentiated aquifer | 1994-11-21 |  | 2157 | 8 | 241 | 454 | 1226.13 | 377.5 | 5 | 60.4 | 21.9 | ND | 0.01 | 548.6 | 3 | 416.4 | 0.44 | 6 | 42.5 | ND
| 44467 | 668 | undifferentiated aquifer | 1973-09-25 | 30 | 3700 | 8 | 516 | 340 | 1955.84 | 564 | 18 | 70 | 83 | 0.4 |  | 415 | ND | 960 | 0.58 | 6 | 50
| 44468 | 668 | undifferentiated aquifer | 1992-09-25 | 18 | 1100 | 8 | 61 | 178 | 681.33 | 210 | 4 | 8.8 | 9.6 | 0.07 | 0.04 | 215 | 1 | 220 | 0.4 | 3 | 18.5
| 51099 | 668 | undifferentiated aquifer | 1977-12-13 |  | 1450 | 7 | 201 | 140 | 717.68 | 196 | 13 | 31 | 30 | ND | 0.1 | 171 |  | 328 | 0.3 | 7 | 28
| 51099 | 668 | undifferentiated aquifer | 1983-12-20 |  | 1600 | 7 | 225 | 164 | 910.21 | 225 | 9 | 34 | 34 | 0.06 | 0.01 | 200 | ND | 350 | 0.3 | 38 | 55
| 51099 | 668 | undifferentiated aquifer | 1980-03-11 |  | 1560 | 7 | 212 | 143 | 905.02 | 224 | 9 | 32 | 32 | 0.05 | 0.01 | 174 | ND | 390 | 0.2 | 11 | 40
| 51099 | 668 | undifferentiated aquifer | 1981-03-10 |  | 1595 | 7 | 215 | 148 | 915.38 | 228 | 8 | 30 | 34 | 0.05 | 0.01 | 178 | 1 | 386 | 0.3 | 20 | 43
| 51099 | 668 | undifferentiated aquifer | 1984-06-26 |  | 1450 | 7 | 205 | 160 | 849.84 | 215 | 8 | 31 | 31 | 0.05 | 0.01 | 195 | ND | 320 | 0.3 | 31 | 43
| 51099 | 668 | undifferentiated aquifer | 1984-04-03 |  | 1450 | 7 | 216 | 160 | 863.59 | 215 | 9 | 32 | 33 | 0.3 | 0.01 | 195 | ND | 330 | 0.3 | 35 | 44
| 51366 | 668 | undifferentiated aquifer | 1980-03-17 | 69 | 3900 | 7 | 126 | 11 | 207.34 | 58 | 2 | 22.7 | 16.9 |  |  | 13.1 | ND | 81.4 |  |  | 5.4
| 51408 | 668 | undifferentiated aquifer | 1981-04-09 |  | 1700 | 7 | 250 | 116 | 1035.66 | 261 | 9 | 36 | 39 | 0.01 | 0.01 | 141 |  | 495 | 0.3 | 5 | 41 | 0.01
| 51408 | 668 | undifferentiated aquifer | 1981-04-06 |  | 1650 | 7 | 242 | 117 | 1033.69 | 265 | 9 | 36 | 37 | 0.05 | 0.02 | 143 |  | 485 | 0.3 | 4 | 47 | 0.01
| 51408 | 668 | undifferentiated aquifer | 1981-04-07 |  | 1650 | 7 | 253 | 119 | 1049.17 | 270 | 10 | 37 | 39 | 0.05 | 0.01 | 143 | 1 | 489 | 0.3 | 5 | 48
| 51408 | 668 | undifferentiated aquifer | 1981-04-08 |  | 1670 | 7 | 248 | 116 | 1034.71 | 260 | 10 | 35 | 39 | 0.05 | 0.01 | 140 | 1 | 490 | 0.3 | 6 | 45 | 0.01
| 51408 | 668 | undifferentiated aquifer | 1981-04-05 |  | 1600 | 7 | 236 | 118 | 1013.22 | 262 | 9 | 35 | 36 | 0.1 | 0.01 | 144 |  | 469 | 0.3 | 4 | 47 | 0.01
| 51408 | 668 | undifferentiated aquifer | 1983-10-04 |  | 1600 | 7 | 192 | 135 | 942.59 | 250 | 8 | 29 | 29 | 0.05 | 0.01 | 165 | ND | 400 | 0.3 | 15 | 49
| 51408 | 668 | undifferentiated aquifer | 1981-04-03 |  | 1600 | 7 | 236 | 120 | 1014.21 | 262 | 9 | 35 | 36 | 0.1 | 0.01 | 144 | 1 | 469 | 0.3 | 4 | 47
| 69428 | 668 | undifferentiated aquifer | 1987-02-26 | 50 | 21500 | 8 | 2178 | 540 | 14098.67 | 4550 | 7 | 180 | 420 | ND | 4 | 630 | 14 | 7700 | 0.9 | 13 | 850
| 69716 | 668 | undifferentiated aquifer | 1991-10-14 | 28 | 12672 | 8 | 1258 | 430 | 7872.27 | 2481 | 32 | 102 | 244 | ND | 0.15 | 514 | 5 | 4039 | 0.14 | ND | 694
| 69720 | 668 | undifferentiated aquifer | 1991-10-19 | 56 | 9093 | 8 | 1914 | 314 | 5247.65 | 1243 | 34 | 332 | 264 | ND | 0.12 | 376 | 4 | 2968 | 0.3 | ND | 169
| 69729 | 668 | undifferentiated aquifer | 1992-01-09 | 33 | 2375 | 8 | 176 | 184 | 1375.51 | 431.8 | 14 | 29.2 | 25 | 0.02 | 0.07 | 214.5 | 4 | 558.3 | 0.35 | 86 | 60.1
| 90150 | 668 | undifferentiated aquifer | 1998-12-21 |  | 2880 | 7 | 540 | 232 | 1659.35 | 389.9 | 23 | 85.6 | 79.3 | ND | 0.01 | 281.6 | ND | 748.9 | 0.22 | 44 | 69 | 0.08
| 90192 | 668 | undifferentiated aquifer | 1998-12-22 |  | 1750 | 8 | 419 | 163 | 983.24 | 177.2 | 23 | 56.2 | 67.9 | ND | ND | 197.7 | ND | 423.8 | 0.24 | 35 | 32.9 | 0.15
| 90192 | 668 | undifferentiated aquifer | 1995-07-10 |  | 1481 | 8 | 235 | 212 | 887.52 | 218.1 | 16 | 33.6 | 36.7 | ND | ND | 254.5 | 2 | 289.6 | 0.32 | 63 | 36.3 | 0.03
| 90193 | 668 | undifferentiated aquifer | 1995-07-10 |  | 1560 | 7 | 285 | 185 | 909.5 | 200.5 | 23 | 41.6 | 44 | ND | ND | 224.8 | ND | 317 | 0.22 | 67 | 47.4 | 0.13
| 90193 | 668 | undifferentiated aquifer | 1998-12-21 |  | 1760 | 7 | 321 | 207 | 1017.77 | 223.2 | 25 | 48.5 | 48.6 | ND | ND | 251.1 | ND | 370.6 | 0.22 | 65 | 48.2 | 0.11
| 90453 | 668 | undifferentiated aquifer | 1996-06-19 |  | 1360 | 7 | 201 | 167 | 784.23 | 192.7 | 11 | 30.3 | 30.6 | ND | 0.01 | 203.1 | ND | 295.8 | 0.49 | 18 | 37.5 | 0.15
| 103184 | 668 | undifferentiated aquifer | 1990-11-25 | 47 | 480 | 8 | 64 | 70 | 324.59 | 71 | 7 | 7.5 | 11 |  |  | 85 | ND | 96 | 0.2 | 1 | 9
| 103184 | 668 | undifferentiated aquifer | 1998-07-08 | 54 | 600 | 6 | 97 | 59 | 358.74 | 72 | 8 | 11 | 17 | 0.02 | 0.02 | 72 | ND | 140 | 0.2 | 2 | 3.5
| 103184 | 668 | undifferentiated aquifer | 1998-12-09 |  | 600 | 8 | 102 | 56 | 375.28 | 73 | 8 | 10.5 | 18.5 |  |  | 68 | ND | 150 | 0.2 | 2 | 4 | 0.04
| 103186 | 668 | undifferentiated aquifer | 1999-01-19 |  | 365 | 8 | 74 | 71 | 250.04 | 39.9 | 6 | 9.9 | 11.9 | ND | ND | 85.6 | 1 | 65.9 | 0.14 | 1 | 4.7 | 0.03
| 103186 | 668 | undifferentiated aquifer | 1991-11-13 | 60 | 370 | 7 | 69 | 77 | 263.2 | 40 | 7 | 8.8 | 11.5 |  | 0.7 | 94 | ND | 61 | 0.1 | 2 | 5.7 | 5
| 103186 | 668 | undifferentiated aquifer | 1998-12-09 |  | 340 | 8 | 70 | 65 | 241.19 | 37.5 | 6 | 8.1 | 12 |  | 0.04 | 79 | ND | 61 | 0.1 | 1 | 5.2 | 0.21
| 103194 | 668 | undifferentiated aquifer | 1998-12-21 |  | 1380 | 8 | 232 | 161 | 800.07 | 188.4 | 10 | 40.4 | 31.9 | ND | ND | 195.7 | 1 | 318 | 0.26 | 10 | 25.7 | 0.29
| 4166 | 668 | Wallumbilla Formation | 1967-07-27 |  | 10000 | 8 | 349 | 171 | 7000.57 | 2614 |  | 100 | 24 |  |  | 208 |  | 4150 | 0.3 |  | 10
| 13562 | 668 | Winton Formation | 1970-05-13 |  | 1780 | 8 | 280 | 134 | 998.82 | 267 |  | 46 | 40 |  |  | 164 |  | 386 | 0.18 | 14 | 165
| 14607 | 743 | Ronlow Beds | 1972-08-10 |  | 890 | 7 | 111 | 72 | 473.42 | 144 |  | 8 | 22 |  |  | 88 |  | 236 | 0.15 |  | 20
| 32980 | 743 | Ronlow Beds | 1969-12-18 |  | 1000 | 7 | 86 | 90 | 548.29 | 184 |  | 8 | 16 | ND |  | 110 | ND | 265 | 0.2 |  | 21
| 118943 | 743 | Ronlow Beds | 2007-06-12 | 158 | 659 | 7 | 60 | 90 | 364 | 103 | 9 | 6.6 | 11 | ND | 0.13 | 109 | ND | 119 | 0.27 | ND | 33 | 0.03
| 1019 | 743 | undifferentiated aquifer | 1965-08-03 |  | 428 | 8 | 30 | 40 | 225.19 | 74 |  | 7 | 3 |  |  | 49 |  | 108 | 0.1 |  | 9
| 1020 | 743 | undifferentiated aquifer | 1965-08-04 |  | 520 | 7 | 54 | 24 | 291.36 | 93 |  | 10 | 7 |  |  | 29 |  | 156 | 0.1 |  | 11
| 3320 | 743 | undifferentiated aquifer | 1969-08-25 | 107 | 2500 | 8 | 454 | 205 | 1300.28 | 334 |  | 114 | 41 |  |  | 250 |  | 680 | 0.35 |  | 8
| 5941 | 743 | undifferentiated aquifer | 1965-08-06 |  | 270 | 7 | 26 | 35 | 149.34 | 50 |  | 4 | 4 |  |  | 43 |  | 70 | 0.2
DST | 50066* | 744 | Bandanna Formation | 1995-05-16 | 918 | NA | 8 | NA |  | NA | NA | NA | 22.4 | NA |  |  | NA | NA | 1100 |  |  | NA |  | Carmichael 1
| 11644 | 744 | Clematis Sandstone | 1950-10-25 | 188 | ND |  | 2515 | 108 | ND | 3587.9 |  | 624.9 | 231.7 |  |  | ND | 64 | 6512.2 | 0.3 |  | 986.7
| 11644 | 744 | Clematis Sandstone | 1950-11-20 | 289 | ND |  | 844 | 81 | ND | 985.3 |  | 198.8 | 84.4 |  |  | ND | 49 | 1833.3 | 0.1 |  | 307.5
| 11644 | 744 | Clematis Sandstone | 1951-12-04 | 289 | ND |  | 639 | 76 | 3542.3 | 1096.8 |  | 201.6 | 32.9 |  |  | ND | 46 | 1877.6 | 0.2 |  | 287.4
| 11644 | 744 | Clematis Sandstone | 1966-01-01 |  | 4800 | 8 | 720 | 70 | 2918.02 | 830 |  | 180 | 65.6 |  |  | 85.3 |  | 1590 | 0.48 |  | 210
| 11644 | 744 | Clematis Sandstone | 1950-10-25 | 25 | ND |  | 3268 | 356 | 19195.3 | 6010.3 |  | 570.6 | 447.6 |  |  | ND | 213 | 9613.9 | 0.3 |  | 2339.5
| 11644 | 744 | Clematis Sandstone | 1970-04-18 | 289 | ND | 8 | 206 | 72 | ND | 296 |  | 48 | 21 | 12 |  | 88 |  | 512 | 0.25 |  | 55
| 11644 | 744 | Clematis Sandstone | 1950-10-25 | 127 | ND |  | 2657 | 110 | 12013.7 | 3572.1 |  | 533.4 | 321.8 |  |  | ND | 66 | 6751 | 0.3 |  | 769.3
| 44399 | 744 | Clematis Sandstone | 1983-11-24 | 66 | 720 | 8 | 17 | 100 | 362.92 | 130 | 6 | 1.3 | 3.3 | 0.01 | 0.01 | 120 | 1 | 140 | 0.8 | ND | 5.3
| 67626 | 744 | Clematis Sandstone | 1987-07-27 |  | 470 | 7 | 38 | 30 | 246.88 | 67 | 11 | 2.7 | 7.6 | 0.03 | ND | 36.5 | ND | 115 | 0.1 | ND | 13.5
| 62625 | 744 | Dunda Beds | 1983-03-17 | 84 | 375 | 7 | 30 | 26 | 212.49 | 62 | 4 | 2.6 | 5.6 |  |  | 31.5 | ND | 93 | 0.1 | 4 | 11
| 22367 | 744 | Lake Galilee Sandstone | 1964-06-24 | 2738.49 | NA | 7.3 | 130 | 285 | 3500 | 955 | NA | 50 | NA |  |  | 348 | NA | 1305 |  |  | 76 |  | Lake Galilee 1
DST | 50066* | 744 | Lake Galilee Sandstone | 1995-06-03 | 2597 | NA | 8 | 64 |  | NA | NA | NA | NA | NA |  |  | NA | NA | 3000 |  |  | NA |  | Carmichael 1
| 16896 | 744 | Moolayember Formation | 1966-07-05 | 118 | 8600 | 6 | 1265 | 100 | 5216.49 | 1518 |  | 256 | 152 |  |  | 122 |  | 2970 | 0.5 |  | 260
| 16897 | 744 | Moolayember Formation | 1966-06-26 | 230 | 1400 | 8 | 116 | 65 | 776.34 | 388 |  | 10 | 22 |  |  | 79 |  | 275 | 0.5 |  | 42
DST | 63856* | 744 | Undifferentiated Permian | 2010-06-22 | [5 empty] | 24060 | 1100 | 17000 | 240 | 29 |  |  | 700 | 20 | 15000 |  |  | 160 |  | Gunn-1 | No report
DST | 63856* | 744 | Undifferentiated Permian | 2010-06-22 | [5 empty] | 24060 | 1100 | 18000 | 230 | 28 |  |  | 710 | 20 | 15000 |  |  | 160 |  | Gunn-1 | No report
DST | 63856* | 744 | Undifferentiated Permian | 2010-06-21 | [5 empty] | 43687 | 1800 | 32000 | 400 | 61 |  |  | 1300 | 20 | 15000 |  |  | 1 |  | Gunn-1 | No report
DST | 63856* | 744 | Undifferentiated Permian | 2010-06-21 | [5 empty] | 43687 | 1700 | 31000 | 390 | 61 |  |  | 1400 | 20 | 27000 |  |  | 300 |  | Gunn-1 | No report
DST | 63856* | 744 | Undifferentiated Permian | 2010-06-17 | [5 empty] | 5952 | 460 | 2400 | 29 | 5.1 |  |  | 750 | 20 | 2300 |  |  | 110 |  | Gunn-1 | No report
DST | 63856* | 744 | Undifferentiated Permian | 2010-06-17 | [5 empty] | 5762 | 450 | 2400 | 30 | 4.9 |  |  | 760 | 20 | 2300 |  |  | 110 |  | Gunn-1 | No report
DST | 63856* | 744 | Undifferentiated Permian | 2010-06-22 | [5 empty] | 54451 | 1400 | 50000 | 420 | 68 |  |  | 1700 | 20 | 35000 |  |  | 410 |  | Gunn-1 | No report
DST | 63856* | 744 | Undifferentiated Permian | 2010-06-20 | [5 empty] | 209 | 26 | 44 | 21 | 6 |  |  | 140 | 20 | 38 |  |  | 0.5 |  | Gunn-1 | No report
DST | 63857* | 744 | Undifferentiated Permian | 2010-06-02 | [5 empty] | 19628 | 270 | 2100 | 36 | 5.5 |  |  | 880 | 20 | 12000 |  |  | 8.1 |  | Hergenrother-1 | No report
DST | 63857* | 744 | Undifferentiated Permian | 2010-06-01 | [5 empty] | 32291 | 2400 | 34000 | 470 | 77 |  |  | 980 | 20 | 15000 |  |  | 14 |  | Hergenrother-1 | No report
DST | 63857* | 744 | Undifferentiated Permian | 2010-06-01 | [5 empty] | 32291 | 1000 | 12000 | 200 | 32 |  |  | 1100 | 20 | 18000 |  |  | 15 |  | Hergenrother-1 | No report
DST | 63857* | 744 | Undifferentiated Permian | 2010-05-31 | [5 empty] | 8864 | 1100 | 4100 | 160 | 22 |  |  | 860 | 20 | 3700 |  |  | 18 |  | Hergenrother-1 | No report
DST | 63857* | 744 | Undifferentiated Permian | 2010-05-31 | [5 empty] | 8864 | 1100 | 4100 | 170 | 22 |  |  | 950 | 20 | 4900 |  |  | 15 |  | Hergenrother-1 | No report
DST | 63857* | 744 | Undifferentiated Permian | 2010-05-30 | [5 empty] | 10764 | 1200 | 4300 | 230 | 25 |  |  | 760 | 20 | 4800 |  |  | 78 |  | Hergenrother-1 | No report
DST | 63857* | 744 | Undifferentiated Permian | [6 empty] | 10764 | 1200 | 4600 | 210 | 26 |  |  | 1500 | 20 | 6200 |  |  | 56 |  | Hergenrother-1 | No report
DST | 63857* | 744 | Undifferentiated Permian | 2010-05-31 | [5 empty] | 35456 | 1500 | 30000 | 280 | 58 |  |  | 1700 | 20 | 20000 |  |  | 17 |  | Hergenrother-1 | No report
| 2439 | 744 | undifferentiated aquifer | 1970-04-20 |  | 6410 | 8 | 732 | 60 | 3834.44 | 1195 |  | 190 | 62.5 |  |  | 73 |  | 2234 | 1.05 | ND | 116
| 5940 | 744 | undifferentiated aquifer | 1962-07-31 | 203 | ND | 8 | 3783 | 160 | 11091.5 | 2755.6 |  | 572 | 572 |  |  | ND | 96 | 6046 | 0.5 |  | 1049.6
| 6559 | 744 | undifferentiated aquifer | 1970-04-18 |  | 6500 | 8 | 719 | 171 | 3837.37 | 1201 |  | 110 | 108 |  |  | 208 |  | 2075 | 1.1 |  | 240
| 30929 | 744 | undifferentiated aquifer | 1974-08-26 |  | 3120 | 8 | 162 | 70 | 1519.76 | 540 | 9 | 12 | 32.2 |  |  | 85 |  | 880 | 0.27 | ND | 4.5
| 44401 | 744 | undifferentiated aquifer | 1983-11-24 | 158 | 3350 | 8 | 115 | 128 | 1774.16 | 630 | 10 | 35 | 6.7 | 0.03 | 0.22 | 155 | 1 | 1000 | 0.9 | 1 | 2.2
| 47637 | 744 | undifferentiated aquifer | 1977-10-05 | 36 | 5600 |  | 1010 | 90 | ND | 932 |  | 116 | 175 |  |  | 110 |  | 2098 |  |  | ND
| 47640 | 744 | undifferentiated aquifer | 1977-10-04 |  | 750 |  | 110 | 55 | ND | 124 |  | 6 | 23 |  |  | 67 |  | 231
| 62781 | 744 | undifferentiated aquifer | 1983-10-25 | 66 | 285 | 8 | 11 | 42 | 149.73 | 52 | 3 | 0.6 | 2.4 | 0.16 | 0.39 | 51 | ND | 58 | 0.2 | 2 | 2.6
| 62781 | 744 | undifferentiated aquifer | 1983-09-11 | 66 | 265 | 8 | ND | 31 | 153.48 | 48 | 2 | 0.3 | 1.4 | 0.43 | 0.01 | 37.5 | ND | 58 | 0.2 | ND | 2
| 2167 | 780 | Adori Sandstone | 1972-02-15 | 153 | 400 | 8 | 48 | 168 | 229.9 | 76 |  | 19 | ND |  |  | 205 |  | 34 | 0.1 |  | ND
| 2167 | 780 | Adori Sandstone | 1972-04-24 |  | 320 | 8 | ND | 135 | 224.23 | 90 |  | 2 | 1 |  |  | 165 |  | 50 | 0.1 |  | ND
| 2167 | 780 | Adori Sandstone | 1985-07-24 | 201 | 330 | 8 | ND | 120 | 199.92 | 71 | 2 | 2.5 |  | 0.01 | 0.01 | 145 | ND | 32 | 0.2 | ND | 5.1
| 2167 | 780 | Adori Sandstone | 1992-03-17 | 200 | 336 | 8 | ND | 123 | 201.11 | 71.3 | 5 | 2.6 | 0.1 | ND | ND | 149.2 | ND | 27.2 | 0.21 | ND | 3.9
| 69091 | 780 | Clematis Sandstone | 1985-12-13 |  | 820 | 8 | 125 | 93 | 440 | 105 | 8 | 33 | 10 | 0.02 | ND | 110 | 1 | 180 | 0.2 | 1 | 28
| 90234 | 780 | Clematis Sandstone | 1997-09-09 | 348 | 1010 | 8 | 18 | 221 | 557.23 | 210 | 10 | 5.7 | 0.9 | 0.02 |  | 270 | ND | 187 | 0.95 | 2 | 8.5
| 103214 | 780 | Clematis Sandstone | 1999-06-21 | 104 | 946 | 8 | 111 | 35 | 495.94 | 136.4 | 10 | 8.5 | 21.9 | ND | 0.15 | 42.9 | ND | 251 | 0.25 | 1 | 35.2 | 0.12
| 103214 | 780 | Clematis Sandstone | 1999-06-21 | 109 | 1150 | 8 | 144 | 51 | 602.19 | 165 | 12 | 12 | 27.5 | ND | 0.14 | 61 | ND | 300 | 0.6 | ND | 44.5 | 0.04
| 103214 | 780 | Clematis Sandstone | 1999-06-17 | 54 | 1770 | 8 | 297 | 30 | 902.81 | 225 | 16 | 23.6 | 58 | ND | 0.07 | 36.2 | ND | 480.6 | 0.12 | ND | 69.9 | 0.04
| 103214 | 780 | Clematis Sandstone | 1999-06-18 | 70 | 1109 | 8 | 148 | 16 | 584.58 | 154.7 | 12 | 11.2 | 29.1 | ND | 0.08 | 19.2 | ND | 315.7 | 0.05 | ND | 41.2 | 0.03
| 103214 | 780 | Clematis Sandstone | 2000-06-18 | 70 | 1100 | 8 | 147 | 16 | 585.27 | 155 | 12 | 11 | 29 | ND | 0.08 | 19 | ND | 315 | ND | ND | 41 | 0.03
| 103214 | 780 | Clematis Sandstone | 1999-06-21 | 109 | 1142 | 8 | 142 | 51 | 603.7 | 166.7 | 12 | 11.8 | 27.3 | ND | 0.14 | 61.4 | ND | 301.1 | 0.59 | ND | 44.4 | 0.04
| 103214 | 780 | Clematis Sandstone | 1999-06-21 | 104 | 950 | 8 | 112 | 36 | 493.83 | 135 | 10 | 8.5 | 22 | ND | 0.15 | 43 | ND | 250 | 0.3 | 1 | 35 | 0.12
| 103214 | 780 | Clematis Sandstone | 1999-06-21 | 94 | 1046 | 8 | 130 | 32 | 547.41 | 148.1 | 11 | 10.1 | 25.4 | ND | 0.22 | 39.3 | ND | 282.9 | 0.24 | ND | 39.1 | 0.3
| 2781 | 780 | Coreena Member of the Wallumbilla Formation | 1973-02-07 | 61 | 910 | 8 | 17 | 200 | 520.37 | 207 |  | 2 | 3 |  | ND | 244 | ND | 188 | 0.4 | ND | ND
| 15562 | 780 | Doncaster Member of the Wallumbilla Formation | 1963-09-03 | 317 | ND | 8 | 45 | 282 | ND | 400.4 |  | 8.6 | 5.7 |  |  | ND | 169 | 391.8 | 1.5 |  | 80.1
| 1362 | 780 | Hutton Sandstone | 2002-10-29 | 304 | 349 | 8 | ND | 134 | 215.86 | 77.4 | 1 | 2.5 | ND | ND | ND | 156.8 | 3 | 27.5 | 0.2 | ND | 5.4 | ND
| 1368 | 780 | Hutton Sandstone | 1965-05-13 | 310 | ND | 8 | ND | 33 | ND | 23.6 |  | 0.1 | 0.1 | ND |  | ND | 20 | 13 |  |  | 0.9
| 1368 | 780 | Hutton Sandstone | 1997-02-12 | 288 | 325 | 8 | ND | 123 | 203.59 | 72 | 2 | 3.7 | 0.1 | 0.05 | ND | 145 | 2 | 27 | 0.2 | ND | 4.6 | ND
| 1381 | 780 | Hutton Sandstone | 2003-03-26 | 649 | 372 | 8 | 11 | 132 | 238.35 | 79.1 | 3 | 4 | 0.1 | 0.02 | ND | 154.9 | 3 | 36.7 | 0.23 | ND | 6.1 | ND
| 1381 | 780 | Hutton Sandstone | 1985-11-04 |  | 260 | 8 | 56 | 115 | 170 | 34 | 2 | 19 | 2 | ND | 0.01 | 140 | 1 | 1.6 | ND | ND | 2.7
| 1381 | 780 | Hutton Sandstone | 1985-09-03 | 649 | 375 | 8 | 12 | 127 | 234.42 | 79 | 3 | 4.4 | ND | ND | ND | 150 | 2 | 37.5 | 0.2 | ND | 6.4 | ND
| 1386 | 780 | Hutton Sandstone | 2001-08-29 |  | 356 | 9 | ND | 134 | 222.54 | 77.4 | 1 | 3.3 | 0.1 | 0.01 | 0.02 | 155.1 | 4 | 29.3 | 0.2 | ND | 5.6 | ND
| 1386 | 780 | Hutton Sandstone | 2003-01-31 |  | 348 | 9 | ND | 135 | 223.24 | 78.3 | 2 | 3 | ND | 0.01 | ND | 157 | 4 | 27.4 | 0.21 | ND | 5.5 | ND
| 1386 | 780 | Hutton Sandstone | 2000-09-07 | 622 | 318 | 7 | ND | 134 | 221.57 | 74 | 2 | 2.9 | 0.1 | ND | ND | 155 | 4 | 27.5 | 0.2 | ND | 5.1 | ND
| 1386 | 780 | Hutton Sandstone | 1986-07-16 |  | 350 | 8 | ND | 137 | 222.85 | 76 | 2 | 3 | ND | ND | ND | 160 | 3 | 28 | 0.2 | ND | 5.7 | 0.03
| 1386 | 780 | Hutton Sandstone | 1965-05-07 | 610 | ND | 8 | 31 | 143 | 216 | 78.7 |  | 2.9 | 5.7 |  |  | ND | 86 | 37.2 |  |  | 5.7
| 2777 | 780 | Hutton Sandstone | 1973-02-07 | 323 | 330 | 8 | 16 | 123 | 192.9 | 75 |  | ND | 4 |  | ND | 150 |  | 40 | 0.15 | ND | ND
| 2777 | 780 | Hutton Sandstone | 2002-08-27 | 323 | 336 | 8 | 14 | 122 | 206.61 | 69.3 | 3 | 5.2 | 0.1 | ND | 0.03 | 143.8 | 2 | 28.9 | 0.19 | ND | 4.6 | ND
| 2777 | 780 | Hutton Sandstone | 1967-01-01 |  | 330 | 8 | 23 | 124 | 194.5 | 71 |  | 6 | 2 |  |  | 151 |  | 36 | 0.25 |  | 5
| 2778 | 780 | Hutton Sandstone | 1973-02-07 | 359 | 380 | 8 | 21 | 132 | 200.36 | 75 |  | 2 | 4 |  | ND | 161 |  | 40 | 0.2 | ND | ND
| 2779 | 780 | Hutton Sandstone | 1973-02-07 | 180 | 330 | 8 | 13 | 134 | 201.31 | 79 |  | 2 | 2 |  | ND | 163 |  | 38 | 0.16 | ND | ND
| 2779 | 780 | Hutton Sandstone | 1990-08-06 |  | 332 | 8 | 15 | 126 | 209.12 | 68.8 | 5 | 5.3 | 0.4 | ND | ND | 151.1 | 1 | 27.5 | 0.17 | ND | 5.3 | ND
| 2779 | 780 | Hutton Sandstone | 2002-08-27 | 360 | 332 | 8 | 15 | 120 | 205.76 | 67.4 | 4 | 5.4 | 0.2 | ND | ND | 144.1 | 1 | 28.2 | 0.18 | 2 | 4.5 | 0.01
| 5560 | 780 | Hutton Sandstone | 1961-08-15 | 67 | ND |  | 913 | 282 | ND | 1450 |  | 155.9 | 127.3 |  |  | ND | 169 | 2539.7 | 0.04 |  | 195.9
| 2148 | 780 | Undifferentiated Injune Creek Group | 1972-03-21 | 231 | 365 | 8 | 14 | 136 | 219.82 | 85 |  | 4 | 1 |  |  | 166 |  | 40 | 0.2 |  | 8
| 2148 | 780 | Undifferentiated Injune Creek Group | 2004-07-06 | 230 | 344 | 8 | ND | 121 | 208.94 | 75.4 | 2 | 1.5 | 0.2 | 0.07 | ND | 145.4 | 1 | 33.3 | 0.17 | ND | 6.3 | 0.01
| 2782 | 780 | Undifferentiated Injune Creek Group | 2002-08-27 | 183 | 375 | 8 | ND | 126 | 205.83 | 72.1 | 1 | 2.8 | ND | 0.01 | ND | 148.8 | 2 | 28.5 | 0.16 | ND | 4.8 | ND
| 2782 | 780 | Undifferentiated Injune Creek Group | 1973-02-07 | 183 | 330 | 8 | ND | 134 | 215.3 | 83 |  | 2 | 1 |  | ND | 163 | ND | 36 | 0.15 | ND | 7
| 13267 | 780 | Undifferentiated Injune Creek Group | 1967-01-01 | 192 | 840 | 8 | 12 | 212 | 478.16 | 192 |  | 3 | 1 |  |  | 258 |  | 142 | 3.3 |  | 10
| 90434 | 780 | Moolayember Formation | 1997-07-07 |  | 1240 | 7 | 102 | 98 | 633.57 | 197.5 | 14 | 12.9 | 17 | ND | 0.05 | 119.3 | ND | 308.7 | 0.24 | ND | 11.5 | 0.03
| 2652 | 780 | Precipice Sandstone | 2005-08-25 |  | 434 | 8 | 17 | 151 | 266.49 | 77 | 18 | 4.1 | 1.5 | 0.47 | ND | 182 | 1 | 44 | 0.6 | 1 | 5.2 | 0.03
| 2397 | 780 | Ronlow Beds | 2004-03-25 | 147 | 1645 | 8 | ND | 314 | 1011.06 | 392.5 | 2 | 1.9 | 0.3 | 0.06 | ND | 366 | 8 | 347 | 0.52 | 2 | 60.3 | ND
| 2397 | 780 | Ronlow Beds | 1972-12-15 |  | 1550 | 8 | 13 | 276 | 846.81 | 335 | 0 | 2 | 2 |  | ND | 336 |  | 300 | 0.6 | ND | 42
| 9004 | 780 | Ronlow Beds | 1972-03-24 | 102 | 410 | 8 | 24 | 168 | 252.1 | 94 |  | 8 | 1 |  |  | 205 |  | 40 | 0.3 |  | 8
| 11557 | 780 | Ronlow Beds | 1972-03-22 | 117 | 460 | 8 | 73 | 192 | ND | 83 |  | 26 | 2 |  | ND | 234 |  | 44 | 0.35 | ND | 1
| 14028 | 780 | Ronlow Beds | 1960-01-21 | 122 | ND |  | 202 | 621 | ND | 1179.8 |  | 57.2 | 14.3 |  |  | ND | 372 | 933.8 |  |  | 800.8
| 14028 | 780 | Ronlow Beds | 1960-04-13 | 594 | ND |  | 41 | 108 | ND | 105.8 |  | 7.2 | 5.7 |  |  | ND | 64 | 110.1 | 0.6 |  | 5.7
| 14908 | 780 | Ronlow Beds | 1990-08-06 | 188 | 335 | 8 | ND | 126 | 214.48 | 81 | 2 | 3.1 | 0.1 | 0.01 | 0.01 | 150 | 2 | 28.5 | 0.2 | ND | 6.6
| 14908 | 780 | Ronlow Beds | 1972-03-23 | 190 | 350 | 8 | ND | 134 | 215.45 | 86 |  | 2 | 1 |  | ND | 163 |  | 40 | 0.3 | ND | 6
| 14908 | 780 | Ronlow Beds | 1988-11-16 | 188 | 310 | 8 | ND | 124 | 201.37 | 69 | 2 | 2.6 | ND | 0.01 | 0.01 | 150 | 1 | 31 | 0.2 | ND | 5
| 14908 | 780 | Ronlow Beds | 2003-06-22 | 187 | 334 | 8 | ND | 123 | 205.54 | 74.6 | 2 | 2.6 | 0.1 | 0.03 | 0.02 | 145.6 | 2 | 31.6 | 0.17 | ND | 5.3 | ND
| 17066 | 780 | Ronlow Beds | 1966-10-14 | 79 | 12400 | 8 | 634 | 150 | 7501.78 | 2620 |  | 196 | 35 |  |  | 183 |  | 3860 | 0.8 |  | 700
| 17066 | 780 | Ronlow Beds | 1966-11-03 | 189 | 1570 | 7 | 44 | 260 | ND | 332 |  | 6 | 7 |  |  | 317 |  | 315 | 0.4 |  | 62
| 93696 | 780 | Ronlow Beds | 2000-05-30 | 213 | 320 | 8 | ND | 124 | 195.31 | 68 | 2 | 2.8 | 0.2 | 0.06 | 0.03 | 145 | 3 | 26 | 0.2 | ND | 4.2 | ND
| 103078 | 780 | Ronlow Beds | 1997-09-09 |  | 380 | 7 | ND | 111 | 214.99 | 77 | 6 | 1.6 | 1.1 | 0.3 |  | 135 | ND | 58 | 0.41 | 2 | 2
| 103079 | 780 | Ronlow Beds | 1997-09-09 |  | 300 | 6 | 11 | 49 | 159.86 | 59 | 1 | 1.8 | 1.5 | 0.26 |  | 60 | ND | 59 | 0.1 | 4 | 3.9
| 10262 | 780 | Undifferentiated Tertiary Sediments | 1999-03-09 |  | 387 | 7 | 11 | 24 | 296.02 | 70.5 | 1 | 1.1 | 1.9 | 0.17 | 0.01 | 29.8 | ND | 98 | 0.17 | 1 | 4.2 | 0.54
| 10263 | 780 | Undifferentiated Tertiary Sediments | 1999-03-09 |  | 1036 | 7 | 50 | 48 | 669.82 | 192.6 | 6 | 6 | 8.6 | 0.07 | 0.11 | 58.7 | ND | 294.5 | 0.31 | 6 | 6.3 | 0.1
| 15591 | 780 | Undifferentiated Tertiary Sediments | 1963-07-23 |  | ND | 6 | 89 | 98 | ND | 21.5 |  | 21.5 | 8.6 |  |  | ND | 59 | 21.5 | ND |  | 8.6
| 15591 | 780 | Undifferentiated Tertiary Sediments | 1963-07-23 |  | ND | 6 | 82 | 98 | 143 | 24.3 |  | 18.6 | 8.6 |  |  | ND | 59 | 20 | ND |  | 12.9
| 17299 | 780 | Undifferentiated Tertiary Sediments | 1999-09-27 |  | 780 | 6 | 89 | 26 | 408.68 | 114.5 | 8 | 7.3 | 17.2 | ND | 0.11 | 31.7 | ND | 212.6 | 0.13 | ND | 21.1 | 0.01
| 17299 | 780 | Undifferentiated Tertiary Sediments | 1967-02-01 | 89 | 800 | 8 | 95 | 34 | 411.41 | 124 |  | 10 | 17 |  |  | 41 |  | 214 | 0.25 |  | 26
| 17299 | 780 | Undifferentiated Tertiary Sediments | 1986-03-20 |  | 2250 | 8 | 630 | 485 | 2780 | 135 | 1 | 200 | 70 | 0.06 | 1.6 | 295 | 4 | 570 | 0.1 | 1 | 71
| 17299 | 780 | Undifferentiated Tertiary Sediments | 1969-03-04 |  | 790 | 6 | 109 | 50 | 418.29 | 121 |  | 14 | 18 | 1.2 |  | 61 |  | 215 | 0.1 |  | 19
| 51594 | 780 | Undifferentiated Tertiary Sediments | 1982-03-22 |  | 1130 | 6 | 137 | 41 | 578.9 | 154 | 10 | 12 | 26 | 3.4 | 0.19 | 50 | ND | 293 | 0.2 | ND | 42 | 0.02
| 51594 | 780 | Undifferentiated Tertiary Sediments | 1987-10-06 |  | 1050 | 6 | 119 | 58 | 542.29 | 145 | 11 | 13 | 21 | 2 | 0.18 | 71 | ND | 260 | 0.2 | ND | 41.5
| 51594 | 780 | Undifferentiated Tertiary Sediments | 1982-03-17 |  | 1510 | 6 | 202 | 50 | 773.75 | 197 | 11 | 20 | 37 | 4.95 | 0.2 | 61 | ND | 410 | 0.1 | ND | 49 | 0.01
| 51594 | 780 | Undifferentiated Tertiary Sediments | 1982-03-19 |  | 1180 | 6 | 146 | 37 | 580.62 | 139 | 10 | 14 | 27 | 1.6 | 0.17 | 45 | ND | 308 | 0.2 | ND | 45 | 0.02
| 51594 | 780 | Undifferentiated Tertiary Sediments | 1982-03-20 |  | 1160 | 6 | 139 | 42 | 585.07 | 155 | 10 | 13 | 26 | 2.1 | 0.17 | 51 | ND | 297 | 0.2 | ND | 43 | 0.02
| 51594 | 780 | Undifferentiated Tertiary Sediments | 1982-03-21 |  | 1140 | 6 | 137 | 41 | 580.47 | 155 | 10 | 12 | 26 | 2 | 0.18 | 50 | ND | 294 | 0.2 | ND | 43
| 51594 | 780 | Undifferentiated Tertiary Sediments | 1982-03-24 |  | 1140 | 6 | 134 | 38 | 582.74 | 155 | 10 | 11 | 26 | 3.7 | 0.2 | 46 | ND | 301 | 0.2 | ND | 40 | 0.02
| 51594 | 780 | Undifferentiated Tertiary Sediments | 1982-03-25 |  | 1140 | 6 | 141 | 38 | 589.74 | 158 | 10 | 12 | 27 | 3.2 | 0.2 | 46 | ND | 302 | 0.2 | ND | 41 | 0.02
| 51594 | 780 | Undifferentiated Tertiary Sediments | 1983-02-28 |  | 950 | 6 | 110 | 60 | 487.63 | 142.5 | 12 | 10 | 20.7 | 13.4 | 0.24 | 73.2 | ND | 248.3 |  |  | 4.8
| 51594 | 780 | Undifferentiated Tertiary Sediments | 1982-03-16 |  | 2730 | 6 | 336 | 71 | 1372.93 | 346 | 18 | 6 | 78 | 2.4 | 0.32 | 86.6 | ND | 810 | 0.1 | ND | 57 | 0.03
| 51594 | 780 | Undifferentiated Tertiary Sediments | 1982-03-16 |  | 2470 | 6 | 386 | 73 | 1272.08 | 313 | 16 | 41 | 69 | 2.45 | 0.26 | 89 | ND | 717 | 0.1 | ND | 57 | 0.01
| 51594 | 780 | Undifferentiated Tertiary Sediments | 1980-02-27 |  | 4200 | 6 | 725 | 250 | 2206.53 | 584 | 23 | 86 | 124 | 0.2 | 0.37 | 305 | ND | 1140 | 0.3 | ND | 81 | 0.49
| 51594 | 780 | Undifferentiated Tertiary Sediments | 1985-09-23 |  | 1600 | 6 | 220 | 60 | 791.59 | 205 | 14 | 22 | 40 | 0.06 | 0.3 | 73 | ND | 435 | 0.1 | ND | 29 | 0.01
| 51594 | 780 | Undifferentiated Tertiary Sediments | 1992-07-07 |  | 980 | 6 | 110 | 53 | 520.5 | 150 | 10 | 8.7 | 21.5 | 0.22 | 0.2 | 65 | ND | 240 | 0.2 | ND | 42 | 0.02
| 51594 | 780 | Undifferentiated Tertiary Sediments | 1986-05-26 |  | 1100 | 8 | 109 | 80 | 590.75 | 170 | 11 | 9.1 | 21 | 0.01 | 0.01 | 96 | 1 | 260 | 0.1 | ND | 60 | 0.01
| 51594 | 780 | Undifferentiated Tertiary Sediments | 1982-03-16 |  | 3370 | 6 | 570 | 55 | 1740.1 | 414 | 20 | 60 | 102 | 8 | 0.5 | 67.1 | ND | 1040 | 0.1 | ND | 52 | 0.01
| 51594 | 780 | Undifferentiated Tertiary Sediments | 1992-12-01 |  | 990 | 7 | 110 | 54 | 524.73 | 145 | 10 | 9.3 | 21 | 0.02 | 0.16 | 66 | ND | 245 | 0.2 | ND | 44.5
| 51594 | 780 | Undifferentiated Tertiary Sediments | 1992-04-27 |  | 1200 | 8 | 96 | 129 | 644.33 | 210 | 12 | 7 | 19 | 0.06 | 0.02 | 155 | 1 | 245 | 0.2 | ND | 62 | 0.02
| 51594 | 780 | Undifferentiated Tertiary Sediments | 1992-03-09 |  | 970 | 6 | 108 | 46 | 509.77 | 145 | 10 | 8.6 | 21 | 0.02 | 0.18 | 56 | ND | 240 | 0.2 | ND | 43 | 0.02
| 51594 | 780 | Undifferentiated Tertiary Sediments | 1992-01-20 |  | 960 | 6 | 107 | 48 | 510.82 | 145 | 11 | 8.2 | 21 | 0.02 | 0.17 | 58 | ND | 240 | 0.2 | ND | 44 | 0.02
| 51594 | 780 | Undifferentiated Tertiary Sediments | 1991-12-10 |  | 990 | 7 | 108 | 43 | 511.65 | 145 | 10 | 8.8 | 21 | 0.04 | 0.18 | 52 | ND | 245 | 0.2 | ND | 42.5 | 0.04
| 51594 | 780 | Undifferentiated Tertiary Sediments | 1991-11-13 |  | 980 | 6 | 106 | 52 | 510.88 | 140 | 13 | 8.7 | 20.5 |  |  | 63 | ND | 240 | 0.2 | ND | 44
| 51594 | 780 | Undifferentiated Tertiary Sediments | 1982-03-18 |  | 1290 | 6 | 161 | 50 | 663.83 | 171 | 10 | 15 | 30 | 5.55 | 0.18 | 61 | ND | 340 | 0.1 | ND | 47 | 0.01
| 51594 | 780 | Undifferentiated Tertiary Sediments | 1982-02-23 |  | 1150 | 6 | 167 | 40 | 594.8 | 155 | 12 | 14 | 32 | 2.8 | 0.19 | 49 | ND | 299 | 0.2 | ND | 42 | 0.02
| 51594 | 780 | Undifferentiated Tertiary Sediments | 1993-10-14 |  | 950 | 7 | 102 | 41 | 513.78 | 145 | 11 | 8.9 | 19.5 | 0.43 | 0.19 | 49.5 | ND | 245 | 0.2 | ND | 45.5 | 0.02
| 90443 | 780 | Undifferentiated Tertiary Sediments | 1997-09-05 | 85 | 3000 | 7 | 493 | 154 | 1598.21 | 405 | 29 | 46 | 92 | 0.02 |  | 188 | ND | 811 | 0.75 | 1 | 121
| 103202 | 780 | Undifferentiated Tertiary Sediments | 2000-05-06 |  | 890 | 7 | 87 | 44 | 473.02 | 140 | 8 | 6.5 | 17 | ND | 0.03 | 53 | ND | 225 | 0.2 | ND | 37 | 0.41
| 103202 | 780 | Undifferentiated Tertiary Sediments | 2000-05-06 |  | 885 | 7 | 87 | 44 | 472.18 | 137.9 | 8 | 6.5 | 17.2 | ND | 0.03 | 53.5 | ND | 226.5 | 0.2 | ND | 37 | 0.41
| 103202 | 780 | Undifferentiated Tertiary Sediments | 2000-05-07 |  | 890 | 7 | 86 | 44 | 472.92 | 135 | 8 | 6.4 | 17 | ND | 0.03 | 53 | ND | 230 | 0.2 | ND | 37 | 0.41
| 103202 | 780 | Undifferentiated Tertiary Sediments | 2000-05-07 |  | 888 | 7 | 87 | 44 | 473.57 | 136.9 | 8 | 6.4 | 17.2 | ND | 0.03 | 53.2 | ND | 228.9 | 0.2 | ND | 37.1 | 0.41
| 103202 | 780 | Undifferentiated Tertiary Sediments | 2000-05-08 |  | 890 | 7 | 88 | 42 | 472.5 | 140 | 8 | 6.3 | 17.5 | ND | 0.03 | 51 | ND | 225 | 0.2 | ND | 37 | 0.37
| 103202 | 780 | Undifferentiated Tertiary Sediments | 2000-05-08 |  | 888 | 7 | 87 | 42 | 469.58 | 137.6 | 8 | 6.3 | 17.4 | ND | 0.03 | 51 | ND | 225.3 | 0.2 | ND | 37.1 | 0.37
| 103202 | 780 | Undifferentiated Tertiary Sediments | 2000-05-09 | 119 | 900 | 6 | 86 | 32 | 461.57 | 140 | 7 | 8 | 16 | 0.16 | 0.03 | 39 |  | 240 |  | ND | 31
| 103202 | 780 | Undifferentiated Tertiary Sediments | 2000-05-09 |  | 900 | 7 | 88 | 44 | 473.4 | 140 | 8 | 6.3 | 17.5 | ND | 0.03 | 53 | ND | 225 | 0.2 | ND | 37 | 0.39
| 103202 | 780 | Undifferentiated Tertiary Sediments | 2000-05-09 |  | 900 | 7 | 88 | 43 | 471.18 | 138.3 | 8 | 6.3 | 17.6 | ND | 0.03 | 52.6 | ND | 225.3 | 0.21 | ND | 37.1 | 0.39
| 103203 | 780 | Undifferentiated Tertiary Sediments | 2000-06-09 |  | 896 | 7 | 92 | 45 | 476.33 | 137.9 | 8 | 7.8 | 17.7 | ND | ND | 54.9 | ND | 228.3 | 0.21 | ND | 36.8 | 0.65
| 103203 | 780 | Undifferentiated Tertiary Sediments | 2000-06-08 |  | 960 | 7 | 115 | 64 | 508.24 | 142.5 | 8 | 17.3 | 17.4 | ND | 0.15 | 78.1 | ND | 235.3 | 0.26 | ND | 35.8 | 4
| 103203 | 780 | Undifferentiated Tertiary Sediments | 2000-06-08 |  | 910 | 7 | 95 | 55 | 482.02 | 139.9 | 8 | 9.8 | 17.2 | ND | 0.12 | 67.2 | ND | 224.7 | 0.24 | ND | 36.8 | 1.87
| 103203 | 780 | Undifferentiated Tertiary Sediments | 2000-06-09 |  | 900 | 7 | 92 | 46 | 469.08 | 140 | 8 | 7.8 | 17.5 | ND | ND | 55 | ND | 230 | 0.2 | ND | 37 | 0.7
| 103203 | 780 | Undifferentiated Tertiary Sediments | 2000-06-10 |  | 900 | 7 | 91 | 48 | 477.68 | 140 | 8 | 7.5 | 17.5 | ND | 0.04 | 58 | ND | 225 | 0.2 | ND | 37 | 0.9
| 103203 | 780 | Undifferentiated Tertiary Sediments | 2000-06-09 |  | 895 | 7 | 90 | 48 | 475.63 | 137.7 | 8 | 7.5 | 17.3 | ND | 0.04 | 58.2 | ND | 227 | 0.21 | ND | 36.8 | 0.85
| 103203 | 780 | Undifferentiated Tertiary Sediments | 2000-06-07 |  | 960 | 7 | 116 | 64 | 514.92 | 145 | 8 | 17.5 | 17.5 | ND | 0.15 | 78 | ND | 235 | 0.3 | ND | 36 | 4
| 103215 | 780 | Undifferentiated Tertiary Sediments | 1999-06-23 | 78 | 1204 | 7 | 161 | ND | 629.51 | 171.8 | 13 | 12.6 | 31.5 | ND | 0.31 | 12.2 | ND | 346.7 | 0.16 | ND | 42.7 | 0.84
| 103215 | 780 | Undifferentiated Tertiary Sediments | 1999-06-23 | 92 | 999 | 7 | 129 | 13 | 518.83 | 139.8 | 11 | 10 | 25.2 | ND | 0.42 | 15.3 | ND | 278.6 | 0.07 | ND | 37.4 | 0.06
| 103216 | 780 | Undifferentiated Tertiary Sediments | 1999-07-02 | 119 | 742 | 8 | 74 | 37 | 388.43 | 117.2 | 7 | 5 | 15 | ND | 0.1 | 44.5 | ND | 189.9 | 0.13 | ND | 26.9 | 0.01
| 103216 | 780 | Undifferentiated Tertiary Sediments | 2000-09-09 | 75 | 740 | 7 | 84 | 48 | 398.42 | 110 | 9 | 10.5 | 14 | ND | ND | 58 | ND | 185 | 0.2 | ND | 26.5 | 0.06
| 103216 | 780 | Undifferentiated Tertiary Sediments | 1999-08-16 | 75 | 801 | 7 | 105 |  | 350.39 | 109 | 8 | 23 | 11.6 | 7.7 | 0.29 |  |  | 172 |  | ND | 19
| 103216 | 780 | Undifferentiated Tertiary Sediments | 1999-07-02 | 114 | 696 | 8 | 75 | 33 | 359.64 | 103.1 | 8 | 5.7 | 14.7 | ND | 0.15 | 39.9 | ND | 174.9 | 0.12 | ND | 22.8 | 0.06
| 103216 | 780 | Undifferentiated Tertiary Sediments | 1999-09-08 |  | 691 | 7 | 75 | 38 | 361.9 | 102.9 | 8 | 5.8 | 14.8 | ND | 0.16 | 45.7 | ND | 174 | 0.22 | ND | 22.3 | 0.05
| 103216 | 780 | Undifferentiated Tertiary Sediments | 1999-07-02 | 109 | 691 | 8 | 74 | 33 | 361.67 | 102.1 | 8 | 5.5 | 14.7 | ND | 0.13 | 40.1 | ND | 177.9 | 0.14 | ND | 22.9 | 0.02
| 103216 | 780 | Undifferentiated Tertiary Sediments | 1999-09-08 | 75 | 737 | 7 | 93 |  | 375.53 | 115 | 8 | 11 | 16 | 15 | 0.22 |  |  | 185 |  | ND | 25 | 0.01
| 103216 | 780 | Undifferentiated Tertiary Sediments | 1999-09-09 |  | 737 | 7 | 84 | 47 | 394.11 | 109.2 | 9 | 10.4 | 14.1 | ND | ND | 57.7 | ND | 183.2 | 0.22 | ND | 26.3 | 0.06
| 103216 | 780 | Undifferentiated Tertiary Sediments | 1999-09-09 | 111 | 694 | 7 | 87 |  | 350.76 | 110 | 7 | 7 | 17 | 6.2 | 0.16 |  |  | 182 |  | ND | 21
| 103216 | 780 | Undifferentiated Tertiary Sediments | 1999-08-16 | 111 | 724 | 7 | 57 |  | 328.92 | 102 | 7 | 6 | 10.3 | 4 | 0.32 |  |  | 176 |  | ND | 23
| 103216 | 780 | Undifferentiated Tertiary Sediments | 1999-07-02 | 104 | 689 | 8 | 76 | 38 | 363.68 | 101.9 | 8 | 6.4 | 14.7 | ND | 0.11 | 45.7 | ND | 177.1 | 0.38 | ND | 22.1 | 0.01
| 103217 | 780 | Undifferentiated Tertiary Sediments | 1999-09-10 |  | 900 | 7 | 96 | 37 | 475.91 | 136 | 8 | 9.2 | 17.7 | 0.03 | 0.04 | 45.5 | ND | 231.6 | 0.21 | 1 | 37.6 | 0.03
| 103217 | 780 | Undifferentiated Tertiary Sediments | 1999-07-10 | 114 | 936 | 8 | 100 | 40 | 500.42 | 143.9 | 9 | 8.3 | 19.4 | ND | 0.1 | 48.9 | ND | 244.4 | 0.21 | ND | 38.6 | 0.01
| 103217 | 780 | Undifferentiated Tertiary Sediments | 1999-07-10 | 104 | 1380 | 8 | 183 | 313 | 800.88 | 229.6 | 14 | 20.8 | 31.8 | ND | 0.02 | 366.3 | 8 | 239.9 | 0.11 | 7 | 48.5 | ND
| 103217 | 780 | Undifferentiated Tertiary Sediments | 1999-07-10 | 119 | 920 | 8 | 94 | 37 | 490.79 | 141.3 | 8 | 7.2 | 18.6 | ND | 0.07 | 44.7 | ND | 242.9 | 0.16 | ND | 38.7 | 0.02
| 103217 | 780 | Undifferentiated Tertiary Sediments | 1999-08-16 |  | 887 | 7 | 88 | 36 | 468.21 | 138.5 | 8 | 6.5 | 17.5 | 0.01 | 0.03 | 43.9 | ND | 225.7 | 0.23 | 1 | 37.8 | 0.06
| 103217 | 780 | Undifferentiated Tertiary Sediments | 1999-09-06 | 118 | 922 | 6 | 61 | 40 | 450.37 | 137 | 7 | 4.2 | 12.2 | 0.17 | 0.05 | 48 |  | 223 |  | ND | 43 | 0.15
| 103217 | 780 | Undifferentiated Tertiary Sediments | 1999-09-10 | 105 | 900 | 8 | 95 | 38 | 473.77 | 135 | 8 | 9.2 | 17.5 | 0.03 | 0.04 | 45.5 | ND | 230 | 0.2 | 1 | 37.5 | 0.03
| 103217 | 780 | Undifferentiated Tertiary Sediments | 1999-09-13 |  | 1187 | 8 | 165 | 53 | 637.39 | 170.2 | 12 | 21.6 | 27.1 | ND | 0.01 | 63.8 | ND | 310 | 0.16 | 1 | 50.9 | 0.01
| 103217 | 780 | Undifferentiated Tertiary Sediments | 2000-09-13 | 78 | 1200 | 8 | 165 | 53 | 637.33 | 170 | 12 | 21.5 | 27 | ND | ND | 64 | ND | 310 | 0.2 | 1 | 51 | ND
| 103217 | 780 | Undifferentiated Tertiary Sediments | 1999-07-10 | 99 | 859 | 8 | 86 | 25 | 458.18 | 128.2 | 12 | 7.3 | 16.4 | ND | 0.08 | 30.8 | ND | 231 | 1.24 | ND | 34.8 | 0.01
| 103217 | 780 | Undifferentiated Tertiary Sediments | 1999-08-16 |  | 887 | 7 | 88 | 39 | 477.51 | 140.6 | 8 | 6.5 | 17.5 | 0.01 | 0.03 | 47.4 | ND | 231.2 | 0.23 | 1 | 37.6 | 0.05
| 290 | 780 | undifferentiated aquifer | 1999-03-09 |  | 320 | 7 | 26 | 41 | 238.16 | 57.5 | 2 | 6.2 | 2.5 | 0.02 | 0.01 | 49.4 | ND | 70.1 | 0.14 | 5 | 2.4 | 0.07
| 1359 | 780 | undifferentiated aquifer | 2002-08-26 | 452 | 353 | 8 | ND | 133 | 215.15 | 76.7 | 2 | 2.9 | 0.1 | 0.03 | ND | 156.7 | 2 | 29 | 0.2 | ND | 3.6 | ND
| 1359 | 780 | undifferentiated aquifer | 1972-04-19 | 452 | 405 | 8 | 36 | 165 | 234.09 | 84 |  | 8 | 4 |  |  | 201 |  | 35 | 0.26 |  | 4
| 1360 | 780 | undifferentiated aquifer | 1973-02-06 | 228 | 340 | 8 | 11 | 132 | 203.34 | 81 |  | 1 | 2 | ND |  | 161 | ND | 40 | 0.18 |  | ND
| 1360 | 780 | undifferentiated aquifer | 2003-07-11 | 227 | 329 | 8 | ND | 126 | 207.21 | 75.3 | 1 | 2.3 | ND | 0.02 | ND | 147.8 | 2 | 27.5 | 0.2 | ND | 4.9 | ND
| 1361 | 780 | undifferentiated aquifer | 1973-02-06 |  | 480 | 8 | ND | 160 | 277.88 | 115 |  | ND | 1 |  |  | 195 | ND | 64 | 2 |  | ND
| 1369 | 780 | undifferentiated aquifer | 1996-05-08 | 427 | 340 | 8 | ND | 132 | 211.14 | 74 | 2 | 3.4 | 0.1 | 0.09 | ND | 155 | 3 | 25.5 | 0.2 | ND | 4.6 | ND
| 1369 | 780 | undifferentiated aquifer | 1965-05-13 | 397 | ND | 8 | ND | ND | ND | 5.1 |  | 0.2 | 0.2 |  |  | ND | 6 | 2.2 |  |  | 0.2
| 1376 | 780 | undifferentiated aquifer | 1990-09-25 | 30 | 1500 | 8 | 12 | 321 | 883.54 | 350 | 2 | 3.1 | 1 | ND | ND | 380 | 5 | 260 | 0.7 | 3 | 55 | 0.01
| 1377 | 780 | undifferentiated aquifer | 1967-10-01 |  | 385 | 8 | 21 | 132 | 225.31 | 85 |  | 5 | 2 |  |  | 161 |  | 44 | 0.15 |  | 10
| 1378 | 780 | undifferentiated aquifer | 2002-08-27 | 396 | 354 | 8 | ND | 133 | 219.83 | 76.6 | 2 | 3.1 | ND | ND | ND | 156.3 | 3 | 28.9 | 0.2 | ND | 4.3 | ND
| 1382 | 780 | undifferentiated aquifer | 1993-10-27 | 702 | 357 | 9 | ND | 136 | 227.8 | 77.9 | 3 | 3.7 | 0.1 | 0.1 | 0.02 | 156.1 | 4 | 27.4 | 0.21 | ND | 5 | ND
| 1382 | 780 | undifferentiated aquifer | 1985-09-04 | 6410 | 350 | 8 | ND | 131 | 221.18 | 76 | 2 | 3.5 | ND | ND | ND | 155 | 2 | 28.5 | 0.3 | ND | 4.9 | ND
| 1382 | 780 | undifferentiated aquifer | 1967-05-30 | 411 | 365 | 8 | 13 | 150 | 231.38 | 91 |  | 2 | 2 |  |  | 183 |  | 40 | 0.4 |  | 6
| 1382 | 780 | undifferentiated aquifer | 2003-03-27 | 641 | 342 | 8 | ND | 137 | 234.81 | 78.6 | 2 | 3 | ND | 0.02 | ND | 161 | 2 | 29.9 | 0.21 | ND | 5.4 | ND
| 1391 | 780 | undifferentiated aquifer | 1972-03-24 |  | 580 | 8 | 31 | 172 | 339.31 | 127 |  | 9 | 2 |  |  | 210 |  | 92 | 1.05 |  | 5
| 1391 | 780 | undifferentiated aquifer | 1993-12-13 | 370 | 423 | 9 | 11 | 134 | 244.65 | 86.7 | 3 | 3.7 | 0.4 | ND | ND | 151 | 6 | 45.7 | 0.34 | ND | 6.3 | ND
| 1393 | 780 | undifferentiated aquifer | 1966-01-01 |  | 330 | 8 | 16 | 116 | 198.58 | 74.5 |  | 6.4 | ND |  |  | 141.5 |  | 32 | 0.1 |  | 16
| 1393 | 780 | undifferentiated aquifer | 1965-01-01 |  | 330 | 8 | 17 |  | 200.05 | 74.5 |  | 6.4 |  |  |  | 144.5 |  | 32 | 0.1 |  | 16
| 1393 | 780 | undifferentiated aquifer | 1972-04-17 | 317 | 330 | 8 | 13 | 131 | 196.54 | 77 |  | 2 | 2 |  |  | 149 | 5 | 34 | 0.28 |  | 3
| 1393 | 780 | undifferentiated aquifer | 2004-07-08 |  | 326 | 8 | ND | 123 | 198.82 | 71.2 | 2 | 2.3 | 0.1 | ND | 0.01 | 147.2 | 2 | 27.1 | 0.16 | ND | 4.4 | ND
| 1398 | 780 | undifferentiated aquifer | 1972-04-17 |  | 410 | 8 | 38 | 155 | 253.24 | 89 |  | 12 | 2 |  |  | 189 |  | 50 | 0.31 |  | 7
| 1402 | 780 | undifferentiated aquifer | 1972-03-23 |  | 2330 | 8 | 139 | 190 | 1272.47 | 443 |  | 26 | 18 |  |  | 232 |  | 585 | 0.4 |  | 86
| 1403 | 780 | undifferentiated aquifer | 1972-03-24 |  | 520 | 8 | 64 | 138 | 290.96 | 92 |  | 14 | 7 |  |  | 168 |  | 80 | 0.35 |  | 15
| 1404 | 780 | undifferentiated aquifer | 1972-03-24 |  | 560 | 8 | ND | 142 | 255.36 | 101 |  | 2 | 1 |  |  | 173 |  | 56 | 0.3 |  | 10
| 1405 | 780 | undifferentiated aquifer | 1972-03-23 |  | 400 | 8 | 33 | 158 | 236.2 | 85 |  | 10 | 2 |  |  | 193 |  | 38 | 0.3 |  | 6
| 1406 | 780 | undifferentiated aquifer | 1992-11-17 | 55 | 368 | 7 | 40 | 19 | 258.59 | 50.9 | 6 | 2.7 | 8.2 | ND | 0.04 | 23.7 | ND | 83.3 | 0.06 | 3 | 14.6
| 1408 | 780 | undifferentiated aquifer | 1973-02-08 | 59 | 5300 | 8 | 367 | 298 | ND | 1021 |  | 53 | 57 |  |  | 364 |  | 1504 | 0.35 |  | 160
| 2139 | 780 | undifferentiated aquifer | 1972-03-21 |  | 770 | 8 | 94 | 74 | 404.55 | 123 |  | 18 | 12 |  |  | 90 |  | 192 | 0.3 | ND | 15
| 2139 | 780 | undifferentiated aquifer | 1972-01-01 |  | 655 | 7 | 83 | 55 | 371.99 | 114 |  | 12 | 13 |  |  | 67 |  | 185 | 0.05 |  | 15
| 2139 | 780 | undifferentiated aquifer | 1967-10-01 |  | 682 | 8 | 41 | 45 | 355.19 | 124 |  | 8 | 5 |  |  | 55 |  | 174 | 0.15 |  | 17
| 2142 | 780 | undifferentiated aquifer | 1967-10-01 |  | 345 | 8 | 13 | 126 | 205.92 | 80 |  | 5 | ND |  |  | 154 |  | 37 | 0.2 |  | 8
| 2142 | 780 | undifferentiated aquifer | 1972-03-22 | 238 | 370 | 8 | 19 | 130 | ND | 78 |  | 6 | 1 |  | ND | 159 |  | 38 | 0.2 | ND | 5
| 2147 | 780 | undifferentiated aquifer | 1979-08-26 |  | 660 | 7 | 71 | 48 | 389.62 | 92 | 6 | 5.5 | 14 |  |  | 58 | ND | 162 | 0.1 | ND | 5
| 2154 | 780 | undifferentiated aquifer | 2006-06-16 |  | 343 | 8 | ND | 120 | 202 | 72 | 2 | 3 | 0.1 | 0.17 | ND | 143 | 2 | 31 | 0.2 | ND | 5.7 | ND
| 2154 | 780 | undifferentiated aquifer | 1972-03-23 | 215 | 360 | 8 | ND | 134 | ND | 83 | 0 | 2 | 1 |  |  | 163 |  | 40 | 0.2 | ND | ND
| 2161 | 780 | undifferentiated aquifer | 1972-03-22 | 157 | 880 | 7 | 175 | 104 | ND | 121 |  | 32 | 23 |  | ND | 127 |  | 170 | 0.3 | ND | 92
| 2161 | 780 | undifferentiated aquifer | 1972-01-01 |  | 840 | 7 | 175 | 105 | 475.99 | 115 |  | 32 | 23 |  |  | 128 |  | 180 | 0.05 |  | 63
| 2393 | 780 | undifferentiated aquifer | 2001-08-22 | 408 | 1450 | 8 | ND | 486 | 853.62 | 340 | 2 | 3.2 | 0.3 | 0.06 | ND | 570 | 11 | 175 | 2 | 2 | 20.5 | ND
| 2399 | 780 | undifferentiated aquifer | 2003-03-25 | 314 | 1450 | 8 | ND | 578 | 868.11 | 352.6 | 2 | 1.3 | 0.1 | 0.01 | ND | 685.1 | 10 | 139.5 | 1.96 | ND | 2.2 | ND
| 2776 | 780 | undifferentiated aquifer | 1973-02-08 | 25 | 360 | 8 | ND | 130 | ND | 84 |  | 2 | 1 |  |  | 159 |  | 44 | 0.15 |  | ND
| 2978 | 780 | undifferentiated aquifer | 2003-07-09 | 720 | 348 | 8 | ND | 132 | 228.68 | 78.3 | 2 | 3.1 | ND | 0.01 | ND | 154.1 | 3 | 29.8 | 0.2 | ND | 5.1 | ND
| 3081 | 780 | undifferentiated aquifer | 1998-06-24 |  | 1730 | 8 | 79 | 184 | 943.98 | 332.6 | 15 | 14.7 | 10.3 | 0.01 | 0.04 | 221.6 | 1 | 413.3 | 0.56 | ND | 35.3 | 0.05
| 3082 | 780 | undifferentiated aquifer | 1986-04-04 |  | 14000 | 8 | 57 | 245 | 360 | 2700 | 48 | 155 | 260 | 0.24 | ND | 405 | 8 | 4650 | 0.5 | 31 | 600
| 3086 | 780 | undifferentiated aquifer | 1986-04-04 |  | 4850 | 8 | ND | 235 | 330 | 890 | 21 | 36 | 51 | ND | 0.5 | 135 | 1 | 1500 | 0.9 | ND | 140
| 5650 | 780 | undifferentiated aquifer | 1989-12-22 | 30 | 350 | 8 | 23 | 40 | 260.47 | 52 | 2 | 1.4 | 4.8 | 0.01 | 0.01 | 48.5 | ND | 70 | 0.1 | 1 | 13.5
| 7902 | 780 | undifferentiated aquifer | 2001-08-22 | 366 | 1450 | 8 | 15 | 467 | 834.4 | 330 | 2 | 4.7 | 0.6 | 0.02 | ND | 550 | 9 | 175 | 1.9 | 2 | 21.5 | ND
| 13560 | 780 | undifferentiated aquifer | 1972-04-17 | 81 | 1550 | 8 | 193 | 175 | 856.49 | 261 |  | 46 | 19 |  |  | 214 | ND | 395 | 0.27 |  | 30
| 13573 | 780 | undifferentiated aquifer | 1958-09-18 | 113 | ND |  | 13 | 179 | 331.6 | 133 |  | 2.9 | 1.4 |  |  | ND | 107 | 85.8 | 1.2 |  | ND
| 13573 | 780 | undifferentiated aquifer | 1972-04-17 | 113 | 415 | 8 | 53 | 135 | ND | 63 |  | 20 | 0.7 | ND |  | 165 | ND | 55 | 0.23 |  | 4
| 69141 | 780 | undifferentiated aquifer | 1985-07-19 |  | 3750 | 8 | 263 | 1002 | 2304.08 | 690 | 115 | 28 | 47 | 0.02 | 0.02 | 1200 | 10 | 530 | 1.1 | 9 | 215
| 69144 | 780 | undifferentiated aquifer | 1985-06-14 | 29 | 380 | 8 | 31 | 75 | 230.36 | 58 | 15 | 8.8 | 2.3 | 1.2 | 0.02 | 91 | ND | 68 | 0.1 | ND | 13.5
| 69145 | 780 | undifferentiated aquifer | 1985-06-01 | 24 | 2300 | 8 | 93 | 616 | 1343.59 | 435 | 52 | 11 | 16 | 0.12 | 0.01 | 740 | 6 | 280 | 1.2 | 2 | 115
| 69149 | 780 | undifferentiated aquifer | 1985-06-14 | 62 | 300 | 7 | ND | 32 | 173.28 | 47 | 4 | 0.6 | 1.5 | 0.39 | 0.01 | 39 |  | 46 | 0.1 | ND | 9.2
| 69150 | 780 | undifferentiated aquifer | 1985-06-15 | 38 | 470 | 7 | 22 | 52 | 273.32 | 58 | 18 | 3.7 | 3.1 | 7.8 | 0.04 | 63 | ND | 81 | 0.1 | ND | 14
| 69151 | 780 | undifferentiated aquifer | 1985-06-18 | 48 | 530 | 8 | 21 | 128 | 348.12 | 105 | 5 | 4.2 | 2.5 | 4.2 | 0.01 | 155 | 1 | 87 | 0.7 | ND | 12
| 69152 | 780 | undifferentiated aquifer | 1985-06-19 | 64 | 1750 | 7 | 168 | 111 | 934.9 | 285 | 7 | 36 | 19 | 0.01 | 0.01 | 135 | ND | 475 | 0.6 | 2 | 28.5
| 69153 | 780 | undifferentiated aquifer | 1985-07-31 | 67 | 355 | 7 | 38 | 67 | 237.93 | 45 | 22 | 9.4 | 3.5 | 2 | 0.01 | 82 | ND | 70 | 0.1 | ND | 12
| 69154 | 780 | undifferentiated aquifer | 1985-06-22 | 59 | 285 | 7 | 19 | 30 | 199.28 | 42 | 9 | 1.3 | 3.8 | 1.9 | 0.03 | 36.5 |  | 68 | 0.1 | ND | 7.9
| 69155 | 780 | undifferentiated aquifer | 1985-06-26 | 38 | 450 | 8 | 46 | 72 | 329.1 | 63 | 8 | 12 | 3.8 | 5.7 | 0.01 | 86 | 1 | 78 | 0.2 | ND | 12
| 69156 | 780 | undifferentiated aquifer | 1985-07-24 | 52 | 315 | 6 | 21 | 39 | 205.27 | 47 | 9 | 2.7 | 3.5 | 0.5 | 0.01 | 47.5 |  | 70 | 0.1 | ND | 8.4
| 69157 | 780 | undifferentiated aquifer | 1985-07-25 | 64 | 320 | 7 | 22 | 51 | 196.24 | 45 | 16 | 4.9 | 2.4 | 0.44 | 0.01 | 62 |  | 58 | 0.1 | 1 | 14
| 69158 | 780 | undifferentiated aquifer | 1985-06-27 | 39 | 220 | 7 | 16 | 32 | 214.69 | 37 | 3 | 1.7 | 2.8 | 1.9 | 0.01 | 39 |  | 44 | 0.1 | ND | 5.9
| 69159 | 780 | undifferentiated aquifer | 1985-06-28 | 38 | 380 | 7 | 21 | 23 | 218.52 | 45 | 3 | 1.3 | 4.2 | 0.14 | 0.01 | 28 |  | 76 | 0.1 | ND | 5.2
| 69160 | 780 | undifferentiated aquifer | 1985-06-29 | 27 | 375 | 8 | 34 | 74 | 278.1 | 51 | 23 | 7.6 | 3.6 | 4.1 | 0.14 | 90 | ND | 73 | 0.2 | ND | 12.5
| 69163 | 780 | undifferentiated aquifer | 1985-07-03 | 26 | 365 | 8 | 28 | 71 | 220.48 | 49 | 19 | 6.4 | 2.8 | 0.9 | 0.02 | 85 | ND | 55 | 0.2 | ND | 9.3 | 0.01
| 69164 | 780 | undifferentiated aquifer | 1985-08-15 |  | 360 | 8 | 29 | 72 | 262.11 | 48 | 28 | 6.1 | 3.1 | 3 | 0.05 | 87 | ND | 62 | 0.2 | ND | 15 | ND
| 69165 | 780 | undifferentiated aquifer | 1985-08-01 |  | 3600 | 8 | 328 | 82 | 2040.17 | 630 | 14 | 90 | 25 | ND | ND | 98 | ND | 1150 | 0.2 | ND | 40 | ND
| 69176 | 780 | undifferentiated aquifer | 1985-08-06 | 36 | 395 | 8 | 32 | 21 | 254.19 | 59 | 5 | 1.1 | 7.1 | 0.05 | ND | 25.5 | ND | 100 | 0.1 | ND | 5.4 | ND
| 69268 | 780 | undifferentiated aquifer | 1987-11-26 |  | 980 | 7 | 126 | 18 | 510.1 | 140 | 10 | 9.3 | 25 | 0.01 | 0.02 | 21.5 | ND | 270 | 0.2 | ND | 30
| 69872 | 780 | undifferentiated aquifer | 2008-10-21 | 280 | 390 | 8 | 96 | 119 | 219 | 34 | 12 | 16 | 14 | ND | 0.03 | 144 | ND | 39 | 0.12 | ND | 12.2 | ND
| 69872 | 780 | undifferentiated aquifer | 1993-05-12 | 145 | 1416 | 9 | 13 | 477 | 839.4 | 335.1 | 2 | 3.7 | 0.7 | ND | ND | 552.7 | 14 | 174.2 | 2.08 | ND | 16.5 | ND
| 118086 | 780 | undifferentiated aquifer | 2005-08-22 | 265 | 1520 | 8 | ND | 320 | 887.33 | 348 | 1 | 1.2 | 0.1 | 0.03 | ND | 378 | 6 | 260 | 0.6 | ND | 64 | ND
| 118406 | 780 | undifferentiated aquifer | 2003-12-10 | 408 | 345 | 8 | ND | 135 | 219.59 | 78 | 1 | 2.5 | 0.1 | 0.08 | ND | 160 | 2 | 28.5 | 0.2 | ND | 4.2 | ND
| 100330012 | 780 | undifferentiated aquifer | 1994-08-23 |  | 534 |  | 53 | ND | 373.34 | 96.1 | 3 | 11.4 | 5.8 |  | 0.02 |  |  | 87.3 |  | ND | 3
| 100330014 | 780 | undifferentiated aquifer | 1994-08-23 |  | 433 | 6 | 35 | 15 | 246.87 | 69.1 | 4 | 3.3 | 6.5 | 0.02 | 0.01 | 17.8 |  | 117 |  | ND | 6.5
| 1385 | 780 | Wallumbilla Formation | 1985-09-02 | 350 | 1400 | 9 | ND | 480 | 829.04 | 325 | 2 | 2.6 | ND | ND | ND | 550 | 17 | 170 | 1.5 | 3 | 19.5 | ND
| 1385 | 780 | Wallumbilla Formation | 2003-03-26 | 350 | 1367 | 8 | ND | 490 | 850.44 | 338.8 | 2 | 2 | 0.1 | ND | ND | 571.3 | 12 | 165.5 | 1.5 | ND | 22.2 | ND
| 7321 | 780 | Wallumbilla Formation | 2001-08-22 | 196 | 5100 | 8 | 65 | 126 | 2778.89 | 1050 | 5 | 23.5 | 1.5 | ND | 0.09 | 150 | 1 | 1600 | 0.8 | 6 |  | 0.02
| 11902 | 780 | Wallumbilla Formation | 1954-10-06 | 66 | ND |  | 9214 | 57 | 42096.3 | 12475.3 |  | 2328 | 825.1 |  |  | ND | 34 | 23779.5 |  |  | 2654.1
| 11902 | 780 | Wallumbilla Formation | 1954-10-06 | 150 | ND |  | 152 | 138 | ND | 1633.1 |  | 44.3 | 10 |  |  | ND | 83 | 2483.9 | 0.8 |  | 60.1
| 12471 | 780 | Wallumbilla Formation | 1956-02-07 | 387 | ND |  | 20 | 740 | 1039.4 | 431.9 |  | 5.7 | 1.4 |  |  | ND | 443 | 154.4 | 2.7 |  | ND
| 17641 | 780 | Wallumbilla Formation | 1972-03-21 | 98 | 470 | 7 | 54 | 88 | 258.01 | 82 |  | 10 | 7 |  | ND | 107 |  | 86 | 0.4 | ND | 20
| 69936 | 780 | Wallumbilla Formation | 2004-08-27 | 82 | 1442 | 8 | ND | 248 | 794.56 | 312.1 | 2 | 1.4 | 0.3 | ND | 0.02 | 291.7 | 5 | 274.1 | 0.38 | ND | 40.5 | ND
| 2264 | 799 | Hooray Sandstone | 1983-08-16 | 525 | 1000 | 9 | ND | 467 | 606.99 | 240 | 1 | 3.9 | ND | 0.01 | 0.01 | 510 | 29 | 59 | 1.5 | ND | 2
| 2264 | 799 | Hooray Sandstone | 1989-09-13 | 525 | 910 | 8 | ND | 455 | 600 | 235 | 2 | 2.1 | 0.1 | 0.09 | 0.01 | 530 | 11 | 60 | 1.6 | ND | 2
| 2264 | 799 | Hooray Sandstone | 1965-09-11 | 526 | 980 | 8 | 13 | 471 | ND | 285 |  | 2 | 2 |  |  | 574 |  | 110 | 1.3 |  | 10
| 69476 | 799 | Hooray Sandstone | 1988-07-20 | 643 | 410 | 8 | 12 | 174 | 254.06 | 86 | 3 | 4.3 | 0.2 | 0.15 | 0.01 | 205 | 4 | 23 | 0.2 | ND | 7.5
| 2260 | 799 | Hutton Sandstone | 1988-10-01 |  | 405 | 8 | 35 | 175 | 260.28 | 74 | 8 | 11.5 | 1.4 | 0.15 | ND | 205 | 4 | 27 | 0.2 | ND | 6.6 | ND
| 2260 | 799 | Hutton Sandstone | 1966-01-01 |  | 430 | 9 | 42 | 202 | 278.31 | 94 | 10 | 12 | 3 |  |  | 207 | 19 | 34 | 0.33 |  | 4
| 2260 | 799 | Hutton Sandstone | 1996-08-02 | 607 | 415 | 8 | 39 | 175 | 262.21 | 77 | 8 | 12.5 | 1.7 | 0.34 | 0.05 | 205 | 4 | 25 | 0.2 | ND | 7 | ND
| 2260 | 799 | Hutton Sandstone | 1965-09-23 | 763 | 430 | 8 | 40 | 184 | 237.34 | 84.3 |  | 12.8 | 1.9 |  |  | 224 |  | 28 | 0.2 |  | ND
| 2261 | 799 | Hutton Sandstone | 1965-09-17 | 983 | 400 | 8 | 32 | 168 | ND | 96.2 |  | 8 | 2.9 |  |  | 176 | 14 | 28 | 0.17 |  | 7
| 2261 | 799 | Hutton Sandstone | 1966-01-01 |  | 410 | 9 | 26 | 168 | 236.12 | 76.8 | 16 | 10.4 | ND |  |  | 190 | 7 | 32 | 0.3 |  | ND
| 2263 | 799 | Hutton Sandstone | 1989-09-12 |  | 380 | 8 | 51 | 165 | 250 | 62 | 9 | 15.5 | 2.9 | 0.01 | 0.01 | 195 | 2 | 28.5 | 0.2 | ND | 7.4
| 2263 | 799 | Hutton Sandstone | 1965-09-17 | 777 | 418 | 8 | 55 | 190 | 290.27 | 98 | 0 | 12 | 6 |  |  | 232 |  | 40 | 0.2 |  | 20
| 51353 | 799 | Hutton Sandstone | 1980-10-07 |  | 410 | 8 | 27 | 165 | 267.66 | 78 | 10 | 10 | 0.6 |  |  | 198 | 2 | 32 | 0.2 | 2 | 9
| 51353 | 799 | Hutton Sandstone | 1989-09-08 | 838 | 385 | 8 | 30 | 165 | 250 | 73 | 10 | 11.5 | 0.3 | 0.02 | 0.08 | 195 | 2 | 25 | 0.2 | ND | 7.9
| 51353 | 799 | Hutton Sandstone | 2003-12-04 | 839 | 390 | 8 | 26 | 167 | 258.81 | 77.5 | 11 | 9.7 | 0.4 | 0.19 | 0.04 | 201 | 2 | 24.4 | 0.18 | ND | 7.5 | ND
| 93640 | 799 | Hutton Sandstone | 2009-11-06 | 750 | 456 | 8 | 63 | 144 | 261 | 62 | 14 | 14 | 6.5 | 0.05 | 0.17 |  | 1 | 44 | 0.12 | ND | 8.5 | 0.01
| 93640 | 799 | Hutton Sandstone | 1999-10-29 | 750 | 440 | 8 | 68 | 148 | 264.48 | 61 | 16 | 15.5 | 7.1 | 0.02 | 0.19 | 175 | 2 | 44 | 0.1 | ND | 8.2 | 0.02
| 1853 | 799 | undifferentiated aquifer | 1965-03-19 |  | ND |  | 26 | 160 | ND | 88.7 |  | 5.7 | 2.9 |  |  | ND | 96 | 42.9 | 0.6 |  | 1.4
| 2262 | 799 | undifferentiated aquifer | 1966-01-01 |  | 390 | 9 | 54 | 164 | 243.77 | 70 | 12 | 17.6 | 2.4 |  |  | 200 |  | 34 | 0.23 |  | 9.2
| 3856 | 799 | undifferentiated aquifer | 1965-09-16 |  | 380 | 8 | 44 | 160 | 217.57 | 74.1 |  | 9.6 | 4.9 |  |  | 195 |  | 28 | 0.09 |  | 5
| 3856 | 799 | undifferentiated aquifer | 1966-01-01 |  | 400 | 9 | 46 | 172 | 243.69 | 73.6 | 12 | 14.4 | 2.4 |  |  | 185 | 12 | 26 | 0.33 |  | 12
| 3856 | 799 | undifferentiated aquifer | 1985-03-08 |  | 420 | 8 | 45 | 180 | 261.82 | 72 | 10 | 16 | 1.3 | 0.06 | 0.04 | 215 | 2 | 23 | 0.2 | ND | 7.8
| 4248 | 799 | undifferentiated aquifer | 1966-01-01 |  | 420 | 8 | 71 | 154 | 246.37 | 62.5 | 14 | 20 | 5.2 |  |  | 188 |  | 46 | 0.23 |  | 6
| 4248 | 799 | undifferentiated aquifer | 1965-09-17 |  | 420 | 8 | 72 | 152 | 242.25 | 71 |  | 17.6 | 6.8 |  |  | 185.5 |  | 44 | 0.14 |  | 11.5
| 11357 | 799 | undifferentiated aquifer | 1965-09-16 | 715 | 352 | 8 | 41 | 150 | ND | 86 |  | 8 | 5 |  |  | 183 |  | 40 | 0.1 |  | 20
| 11357 | 799 | undifferentiated aquifer | 1985-03-07 |  | 430 | 8 | 67 | 179 | 261.98 | 60 | 13 | 22 | 2.8 | 0.01 | 0.05 | 215 | 2 | 26 | 0.2 | ND | 7.8
| 11357 | 799 | undifferentiated aquifer | 1952-02-28 | 715 | ND |  | 54 | 165 | 237.67 | 75.8 |  | 21.5 | ND |  |  | ND | 99 | 30 | 0.27 |  | 11.4
| 11357 | 799 | undifferentiated aquifer | 1989-09-12 | 730 | 380 | 8 | 64 | 165 | 250 | 56 | 10 | 20.5 | 3.1 | 0.01 | 0.01 | 195 | 2 | 25 | 0.2 | ND | 7.9
| 11854 | 799 | undifferentiated aquifer | 1954-11-19 |  | ND |  | 87 | 174 | ND | 65.8 |  | 22.9 | 7.2 |  |  | ND | 104 | 35.8 | 0.3 |  | ND
| 16176 | 799 | undifferentiated aquifer | 1965-03-19 |  | ND |  | 11 | 160 | 225 | 90.1 |  | 4.3 | ND |  |  | ND | 96 | 34.3 | 0.5 |  | ND
| 16176 | 799 | undifferentiated aquifer | 1966-01-01 |  | 390 | 8 | 16 | 158 | 225.18 | 88.6 |  | 4 | 1.5 |  |  | 193 |  | 36 | 0.18 |  | ND
| 146012 | 799 | undifferentiated aquifer | 2008-06-19 | 880 | 427 | 8 | 38 | 158 | 259 | 75 | 8 | 11 | 2.9 | 0.32 | 0.05 | 189 | 2 | 37 | 0.13 | ND | 7.7 | ND
| 146013 | 799 | undifferentiated aquifer | 2008-06-18 | 794 | 431 | 8 | 67 | 155 | 260 | 58 | 14 | 16 | 6.6 | 0.03 | 0.19 | 188 | ND | 39 | 0.14 | ND | 8.2 | ND
| 146098 | 799 | undifferentiated aquifer | 2009-11-18 | 706 | 413 | 8 | 59 | 162 | 250 | 60 | 12 | 19 | 3 | 0.01 | 0.06 | 194 | 2 | 24 | 0.11 | ND | 8.4 | ND
| 146098 | 799 | undifferentiated aquifer | 2009-04-01 | 738 | 413 | 8 | 62 | 166 | 251 | 58 | 13 | 20 | 3.2 | 0.14 | 0.09 | 200 | 2 | 24 | 0.13 | ND | 8.2 | ND
| 1229 | 813 | Doncaster Member of the Wallumbilla Formation | 1987-03-14 | 15 | 580 | 8 | 27 | 43 | 359.11 | 98 | 6 | 4 | 4 | 0.05 | ND | 52 | ND | 140 | 0.1 | ND | 17 | 0.03
| 1229 | 813 | Doncaster Member of the Wallumbilla Formation | 1973-03-17 | 14 | 576 | 8 | 40 | 50 | 319.08 | 110 |  | 8 | 4.9 |  |  | 61 |  | 150 | 0.19 |  | 16
| 1229 | 813 | Doncaster Member of the Wallumbilla Formation | 2004-04-15 | 16 | 566 | 6 | 29 | 43 | 362.99 | 97.7 | 5 | 3.8 | 4.6 | ND | 0.41 | 51.5 | ND | 134.4 | 0.13 | ND | 15.4 | 0.05
| 1230 | 813 | Doncaster Member of the Wallumbilla Formation | 1987-03-14 | 19 | 480 | 8 | ND | 112 | 309.01 | 98 | 3 | 2 | 0.7 | 0.12 | ND | 135 | ND | 81 | 0.4 | 1 | 4 | ND
| 1418 | 813 | Doncaster Member of the Wallumbilla Formation | 1966-01-01 |  | 730 | 8 | 36 | 244 | 423.35 | 160.5 |  | 11.2 | 1.9 |  |  | 288 | 5 | 92 | 0.34 |  | 11
| 4304 | 813 | Hooray Sandstone | 1987-03-11 | 495 | 455 | 8 | 26 | 180 | 274.87 | 90 | 6 | 10 | 0.1 | 0.01 | 0.04 | 215 | 2 | 36 | 0.5 | 1 | ND | 0.04
| 4304 | 813 | Hooray Sandstone | 1971-08-30 | 162 | 480 | 7 | 39 | 184 | ND | 98 |  | 14 | 1 |  |  | 224 |  | 47 | 0.6 | ND | ND
| 69657 | 813 | Hutton Sandstone | 1990-12-04 |  | 433 | 8 | 25 | 169 | 278.58 | 94.8 | 8 | 9.2 | 0.4 | 0.01 | 0.04 | 200 | 2 | 40.6 | 0.63 | ND | ND | ND
| 118100 | 813 | Hutton Sandstone | 2009-11-18 | 340 | 795 | 8 | ND | 244 | 455 | 175 | 4 | 2 | 0.2 | ND | ND | 293 | 2 | 101 | 1.1 | ND | 1.2 | ND
| 118100 | 813 | Hutton Sandstone | 2003-03-06 | 342 | 766 | 8 | ND | 253 | 457.07 | 174.5 | 4 | 2.5 | 0.2 | 0.55 | 0.02 | 300.5 | 4 | 101.3 | 1.19 | ND | ND | ND
DST | -- | 813 | Undifferentiated Permian | 2010-01-21 | [5 empty] | 576 | 127 | 74 | 2.2 | 0.3 |  |  | 244 | 10 | 160 |  |  | 0.7 |  | Stainburn Downs-1 | No report
DST | -- | 813 | Undifferentiated Permian | 2009-11-28 | [5 empty] | 86742 | 3360 | 74800 | 594 | 2 |  |  | 10 | 2810 | 50000 |  |  | 690 |  | Kanaka-1 | No water quality data in report
DST | -- | 813 | Undifferentiated Permian | 2009-11-28 | [5 empty] | 14626 | 1100 | 7010 | 253 | 1 |  |  | 25 | 1160 | 6500 |  |  | 240 |  | Kanaka-1 | No water quality data in report
DST | -- | 813 | Undifferentiated Permian | 2009-11-28 | [5 empty] | 15259 | 9540 | 42 | 80 | 1 |  |  | 3740 | 1090 | 400 |  |  | 730 |  | Kanaka-1 | No water quality data in report
DST | -- | 813 | Undifferentiated Permian | 2009-11-28 | [5 empty] | 1925 | 846 | 12 | 7 | 1 |  |  | 1220 | 32 | 33 |  |  | 32 |  | Kanaka-1 | No water quality data in report
DST | -- | 813 | Undifferentiated Permian | 2009-11-28 | [5 empty] | 2134 | 963 | 13 | 3 | 1 |  |  | 1270 | 133 | 78 |  |  | 4 |  | Kanaka-1 | No water quality data in report
DST | -- | 813 | Undifferentiated Permian | 2009-11-28 | [5 empty] | 880 | 330 | 13 | 8 | 1 |  |  | 919 | 10 | 29 |  |  | 19 |  | Kanaka-1 | No water quality data in report
DST | -- | 813 | Undifferentiated Permian | 2009-11-21 | 1176.19 |  |  |  |  | 474 | 147 | 5 | 2 | 0.5 |  |  | 261 | 10 | 86 |  |  | 13 |  | Kanaka-1 | No water quality data in report
DST | -- | 813 | Undifferentiated Permian | 2009-11-21 | 1176.19 |  |  |  |  | 478 | 148 | 6 | 2 | 0.5 |  |  | 289 | 10 | 100 |  |  | 13 |  | Kanaka-1 | No water quality data in report
DST | -- | 813 | Undifferentiated Permian | [6 empty] | 15300 | 739 | 8320 | 331 | 35 |  |  | 185 | 1 | 9260 |  |  | 156 |  | Cardina-1 | No report
DST | 62974* | 813 | Undifferentiated Permian | 2010-05-28 | [5 empty] | 83576 | 1700 | 69000 | 900 | 140 |  |  | 980 | 20 | 52000 |  |  | 690 |  | Myross-1 | No report
DST | 62974* | 813 | Undifferentiated Permian | 2010-05-21 | [5 empty] | 82943 | 1800 | 68000 | 880 | 89 |  |  | 920 | 20 | 60000 |  |  | 880 |  | Myross-1 | No report
DST | 62974* | 813 | Undifferentiated Permian | 2010-05-19 | [5 empty] | 56350 | 1800 | 35000 | 580 | 53 |  |  | 560 | 49 | 37000 |  |  | 590 |  | Myross-1 | No report
DST | 63807* | 813 | Undifferentiated Permian | 2010-06-15 | [5 empty] | 87375 | 1200 | 107000 | 110 | 150 |  |  | 490 | 20 | 91000 |  |  | 17 |  | Ballyneety-1 | No report
DST | 63807* | 813 | Undifferentiated Permian | 2010-06-13 | [5 empty] | 60149 | 2600 | 57000 | 1300 | 150 |  |  | 890 | 20 | 50000 |  |  | 530 |  | Ballyneety-1 | No report
| 14103 | 813 | Rewan Formation | 1970-04-21 | 92 | 755 | 8 | 26 | 255 | 462.17 | 182 |  | 4 | 4 |  |  | 311 |  | 115 | 0.25 |  | 4
| 14265 | 813 | Rewan Formation | 1970-04-21 | 58 | 730 | 7 | 90 | 15 | 397.95 | 114 |  | 8 | 17 | 12 |  | 18 |  | 200 | 0.1 |  | 38
| 1227 | 813 | Ronlow Beds | 1966-01-01 |  | 320 | 8 | ND | 144 | 199.12 | 83.5 |  | 0.8 | ND |  |  | 176 |  | 28 | 0.28 |  | ND
| 1250 | 813 | Ronlow Beds | 1971-01-14 |  | 800 | 8 | 30 | 265 | 458.82 | 181 |  | 2 | 6 |  |  | 323 |  | 110 | 1 |  | ND
| 1250 | 813 | Ronlow Beds | 1987-03-13 | 335 | 780 | 8 | ND | 255 | 460 | 170 | 4 | 3 | ND | ND | ND | 305 | 3 | 105 | 1.2 | 1 | ND
| 1252 | 813 | Ronlow Beds | 1987-03-13 | 298 | 530 | 8 | ND | 216 | 312.22 | 115 | 4 | 2 | ND | 0.04 | ND | 255 | 4 | 39 | 0.6 | ND | ND
| 1252 | 813 | Ronlow Beds | 1992-03-20 | 298 | 525 | 8 | ND | 213 | 325.11 | 119.8 | 6 | 2.3 | 0.2 | 0.03 | ND | 255.9 | 2 | 43.4 | 0.71 | ND | ND
| 1644 | 813 | Ronlow Beds | 1971-01-13 | 287 | 970 | 8 | 31 | 385 | 587.75 | 236 |  | 4 | 5 |  |  | 470 |  | 110 | 1.65 |  | ND
| 5017 | 813 | Ronlow Beds | 1986-07-19 |  | 870 | 8 | ND | 312 | 517.65 | 195 | 5 | 3.9 | ND | 0.01 | 0.01 | 370 | 5 | 99 | 2 | ND | 2
| 5017 | 813 | Ronlow Beds | 2004-02-23 | 375 | 774 | 8 | ND | 267 | 471.69 | 177.1 | 5 | 1.8 | 0.1 | 0.02 | 0.01 | 318.6 | 3 | 100.8 | 1.31 | ND | ND | ND
| 5017 | 813 | Ronlow Beds | 1971-01-12 | 375 | 860 | 8 | 34 | 300 | 507.26 | 198 |  | 12 | 1 |  |  | 366 |  | 115 | 1.3 |  | ND
| 7378 | 813 | Ronlow Beds | 1970-04-19 | 80 | 710 | 8 | 35 | 120 | ND | 143 |  | 4 | 6 |  |  | 146 |  | 155 | 0.4 |  | 6
| 7880 | 813 | Ronlow Beds | 1987-03-14 | 153 | 510 | 8 | ND | 210 | 330 | 110 | 4 | 2 | ND | ND | ND | 250 | 2 | 37 | 0.6 | ND | ND
| 7880 | 813 | Ronlow Beds | 1964-12-15 | 153 | ND | 8 | ND | 213 | 303.7 | 125.8 |  | 1.4 | ND |  |  | ND | 127 | 48.6 | 0.6 |  | ND
| 7880 | 813 | Ronlow Beds | 2010-08-19 | 139 | 505 | 8 | ND | 205 | 349 | 120 | 4 | 1.9 | 0.3 | 0.03 | 0.01 | 244 | 3 | 41 | 0.61 | ND | ND | ND
| 10681 | 813 | Ronlow Beds | 1969-09-18 | 41 | 375 | 7 | 43 | 50 | ND | 62 |  | 4 | 8 |  |  | 61 |  | 90 | 0.25 |  | 2
| 11960 | 813 | Ronlow Beds | 1965-02-18 | 167 | ND | 8 | ND | 198 | ND | 115.8 |  | 1.4 | ND |  |  | ND | 119 | 37.2 | 0.3 |  | 5.7
| 11960 | 813 | Ronlow Beds | 1998-06-20 | 167 | 445 | 9 | ND | 185 | 266.18 | 100 | 1 | 1.1 | ND | ND | ND | 215 | 5 | 27.5 | 0.2 | ND | 8 | ND
| 11960 | 813 | Ronlow Beds | 1987-05-21 |  | 455 | 8 | ND | 185 | 270 | 105 | 1 | 1 | ND | 0.01 | ND | 220 | 2 | 31 | 0.2 | ND | 8.4
| 12535 | 813 | Ronlow Beds | 2003-10-28 | 165 | 425 | 9 | ND | 173 | 253.83 | 98 | 1 | 0.5 | 0.1 | 0.01 | ND | 203 | 4 | 27.3 | 0.19 | ND | 7.6 | ND
| 12535 | 813 | Ronlow Beds | 1989-09-16 | 179 | 400 | 8 | ND | 171 | 247.24 | 91 | 1 | 1 | 0.1 | ND | ND | 205 | 2 | 28 | 0.2 | ND | 8.6 | 0.01
| 12535 | 813 | Ronlow Beds | 1972-11-07 | 167 | 470 | 8 | 18 | 196 | 271.57 | 108 |  | 4 | 2 |  |  | 239 |  | 40 | 0.05 |  | ND
| 12541 | 813 | Ronlow Beds | 1987-03-14 | 198 | 490 | 8 | ND | 205 | 300 | 110 | 4 | 2 | ND | 0.08 | ND | 245 | 2 | 36 | 0.6 | 1 | ND
| 12541 | 813 | Ronlow Beds | 1989-09-14 | 198 | 485 | 8 | ND | 200 | 310 | 115 | 4 | 1.7 | 0.1 | 0.03 | 0.01 | 240 | 2 | 37 | 0.6 | ND | 2
| 12541 | 813 | Ronlow Beds | 2009-10-05 | 198 | 494 | 8 | ND | 204 | 318 | 122 | 4 | 1.7 | 0.1 | 0.09 | ND | 245 | 2 | 38 | 0.61 | ND | ND | ND
| 12541 | 813 | Ronlow Beds | 1954-09-10 | 199 | ND |  | ND | 213 | 299.5 | 124.4 |  | ND | 1.4 |  |  | ND | 127 | 45.8 | 0.6 |  | ND
| 12541 | 813 | Ronlow Beds | 2003-06-21 | 198 | 482 | 8 | ND | 203 | 306.36 | 111.9 | 4 | 1.2 | 0.1 | 0.11 | 0.01 | 245.3 | 1 | 38.2 | 0.61 | ND | ND | ND
| 12934 | 813 | Ronlow Beds | 1955-09-07 | 67 | ND |  | 44 | 31 | 291.9 | 95.8 |  | 5.7 | 7.2 |  |  | ND | 19 | 145.9 | 0.1 |  | 18.6
| 13043 | 813 | Ronlow Beds | 1955-09-23 | 40 | ND |  | 54 | 64 | ND | 81.5 |  | 2.9 | 11.4 |  |  | ND | 39 | 110.1 | 0.3 |  | 12.9
| 13516 | 813 | Ronlow Beds | 2004-08-01 |  | 5188 | 8 | 3521 | ND | 8403.3 | 1890 | 32 | 656 | 457 |  |  |  |  | 4660 |  | ND | 708
| 13516 | 813 | Ronlow Beds | 1970-04-21 | 111 | 1950 | 8 | 236 | 215 | 1049.58 | 320 |  | 60 | 21 |  |  | 250 | 6 | 475 | 0.65 |  | 44
| 14867 | 813 | Ronlow Beds | 1989-04-07 |  | 1050 | 8 | 12 | 490 | 650 | 280 | 2 | 5 | 0.1 | 0.01 | 0.01 | 580 | 7 | 73 | 0.5 | 1 | 2
| 14867 | 813 | Ronlow Beds | 1962-06-13 | 162 | ND | 7 | 278 | 122 | 2137.6 | 707.9 |  | 82.9 | 17.2 |  |  | ND | 73 | 1058.2 | 1.2 |  | 197.3
| 1035 | 813 | undifferentiated aquifer | 1987-10-02 |  | 3350 | 8 | 230 | 315 | 1970 | 670 | 4 | 27 | 39 | 0.07 | 0.15 | 370 | 7 | 970 | 1.1 | 1 | 45.5
| 1036 | 813 | undifferentiated aquifer | 1966-01-01 |  | 5100 | 9 | 24 | 560 | 3170.29 | 1192 |  | 4.8 | 2.9 |  |  | 556 | 62 | 1484 | 0.8 |  | 150
| 1202 | 813 | undifferentiated aquifer | 1987-03-15 | 198 | 480 | 8 | ND | 195 | 320 | 105 | 4 | 3 | 0.1 | ND | ND | 235 | 2 | 36 | 0.6 | 1 | ND
| 1202 | 813 | undifferentiated aquifer | 1966-01-06 | 198 | 480 | 8 | ND | 190 | 270.47 | 110 |  | 3.2 | 0.5 |  |  | 232 |  | 42 | 0.7
| 1206 | 813 | undifferentiated aquifer | 1992-03-19 | 212 | 394 | 8 | ND | 142 | 237.77 | 85.7 | 6 | 2.6 | 0.2 | 0.02 | ND | 172.4 | 1 | 35.1 | 0.41 | ND | 2.2
| 1206 | 813 | undifferentiated aquifer | 2004-04-19 | 212 | 387 | 8 | ND | 143 | 234.43 | 83.2 | 5 | 2.5 | 0.3 | 0.01 | 0.02 | 173 | 1 | 34.8 | 0.38 | ND | 2.4 | 0.01
| 1206 | 813 | undifferentiated aquifer | 1966-01-01 |  | 400 | 8 | 12 | 140 | 232.88 | 91.5 |  | 1.6 | 1.9 |  |  | 171 |  | 40 | 0.3 |  | 13.5
| 1206 | 813 | undifferentiated aquifer | 1987-03-16 | 212 | 390 | 8 | ND | 145 | 230 | 82 | 5 | 2.4 | 0.1 | ND | ND | 175 | 1 | 36 | 0.4 | ND | 3
| 1206 | 813 | undifferentiated aquifer | 1972-03-21 | 213 | 415 | 7 | 13 | 164 | 244.64 | 98 |  | 2 | 2 |  |  | 200 |  | 44 | 0.3 |  | ND
| 1221 | 813 | undifferentiated aquifer | 2004-04-22 | 24 | 346 | 8 | ND | 133 | 210.09 | 75.9 | 4 | 2.1 | 0.2 | 0.08 | 0.01 | 160.6 | 1 | 25.5 | 0.29 | ND | 4.1 | 0.01
| 1253 | 813 | undifferentiated aquifer | 1992-03-20 | 615 | 688 | 8 | ND | 134 | 389.78 | 143.3 | 9 | 1.9 | 0.1 | 0.11 | 0.07 | 162.1 | ND | 135.3 | 0.38 | ND | 0.3
| 1253 | 813 | undifferentiated aquifer | 1976-06-11 |  | 770 | 8 | ND | 131 | 364.69 | 138 | 7 | 2 |  |  |  | 158 | ND | 134 | 0.4 | ND | 5
| 1253 | 813 | undifferentiated aquifer | 1987-03-13 | 615 | 670 | 8 | ND | 137 | 374.33 | 135 | 7 | 1.7 | ND | 0.04 | 0.06 | 165 | 1 | 130 | 0.4 | 1 | ND
| 1426 | 813 | undifferentiated aquifer | 1970-04-22 | 24 | 625 | 8 | 18 | 250 | 374.22 | 150 |  | 4 | 2 |  |  | 305 |  | 65 | 0.25 |  | 3
| 1431 | 813 | undifferentiated aquifer | 1970-04-21 |  | 750 | 8 | 13 | 266 | 438.61 | 178 |  | 2 | 2 |  |  | 324 |  | 95 | 0.3 |  | 2
| 1637 | 813 | undifferentiated aquifer | 1971-11-11 | 479 | 735 | 8 | 45 | 310 | 432.36 | 166 |  | 8 | 6 |  |  | 378 |  | 65 | 1.5 |  | ND
| 1641 | 813 | undifferentiated aquifer | 1989-09-16 | 256 | 485 | 8 | 11 | 221 | 323.04 | 115 | 2 | 3.1 | 0.6 | 1.1 | 0.01 | 265 | 2 | 28 | 0.4 | 2 | 9.5 | 0.02
| 3278 | 813 | undifferentiated aquifer | 1970-04-19 |  | 6110 | 7 | 907 | 86 | ND | 1031 |  | 246 | 71 |  |  | 105 |  | 2204 | 0.4 | ND | 3
| 5343 | 813 | undifferentiated aquifer | 1970-04-22 | 93 | 1100 | 8 | 43 | 140 | ND | 224 |  | 4 | 8 |  |  | 171 |  | 270 | 0.2 |  | 11
| 5564 | 813 | undifferentiated aquifer | 1971-01-12 | 160 | 660 | 8 | 69 | 65 | 350.04 | 106 |  | 16 | 7 |  |  | 79 |  | 130 | 0.2 | 5 | 47
| 5910 | 813 | undifferentiated aquifer | 1970-04-18 | 65 | 1450 | 7 | 99 | 40 | 741.24 | 253 |  | 5 | 21 |  |  | 49 |  | 415 | 0.15 | ND | 23
| 6067 | 813 | undifferentiated aquifer | 1970-04-19 |  | 710 | 8 | 111 | 66 | ND | 116 |  | 8 | 22 |  |  | 81 |  | 174 | 0.6 | ND | 52
| 6306 | 813 | undifferentiated aquifer | 2002-06-01 | 233 | 580 | 8 | ND | 229 | 392.5 | 135 | 3 | 2.2 | 0.2 | 0.02 | ND | 270 | 4 | 51 | 0.7 | ND | ND | ND
| 6406 | 813 | undifferentiated aquifer | 1970-04-23 |  | 520 | 8 | 31 | 105 | ND | 101 |  | 4 | 5 |  |  | 128 |  | 90 | 0.2 |  | 16
| 6407 | 813 | undifferentiated aquifer | 1970-04-23 |  | 630 | 7 | 39 | 55 | ND | 114 |  | 4 | 7 |  |  | 67 |  | 160 | 0.1 |  | 8
| 6418 | 813 | undifferentiated aquifer | 1987-03-15 | 30 | 850 | 8 | 12 | 310 | 527.43 | 190 | 2 | 3 | 1 | ND | ND | 370 | 4 | 98 | 1.9 | 1 | ND
| 6418 | 813 | undifferentiated aquifer | 2004-04-15 | 30 | 845 | 8 | 13 | 308 | 536.61 | 193 | 2 | 3 | 1.3 | 0.01 | 0.02 | 371.7 | 2 | 96.2 | 1.92 | ND | ND | 0.01
| 6859 | 813 | undifferentiated aquifer | 1970-04-22 | 51 | 1400 | 8 | 54 | 90 | 753.24 | 276 |  | 5 | 10 |  |  | 110 |  | 380 | 0.15 |  | 28
| 7193 | 813 | undifferentiated aquifer | 1970-04-21 |  | 955 | 8 | 53 | 168 | 508.55 | 184 |  | 12 | 5.5 |  |  | 205 |  | 194 | 0.25 |  | 12
| 7362 | 813 | undifferentiated aquifer | 1986-11-14 |  | 3650 | 8 | 258 | 88 | 1996.34 | 660 | 17 | 80 | 14 | 0.04 | 0.17 | 105 | 1 | 1150 | 0.7 | 4 | 4.8
| 8087 | 813 | undifferentiated aquifer | 1966-01-04 | 49 | 890 | 8 | 68 | 68 | ND | 153 |  | 12.8 | 8.7 |  |  | 83 |  | 224 | 0.4 |  | 15
| 8087 | 813 | undifferentiated aquifer | 2010-08-18 | 11 | 683 | 7 | 47 | 52 | 414 | 116 | 7 | 5.9 | 7.9 | 0.19 | 0.29 | 64 | ND | 169 | 0.15 | ND | 9.7 | 0.05
| 8087 | 813 | undifferentiated aquifer | 1940-09-25 | 49 | ND |  | 115 | 91 | ND | 87.2 |  | 45.8 | ND |  |  | ND | 54 | 134.4 |  |  | 22.9
| 8087 | 813 | undifferentiated aquifer | 1973-03-18 |  | 700 | 8 | 75 | 50 | 387.6 | 123 |  | 8 | 13.4 |  |  | 61 |  | 190 | 0.21 | 1 | 22
| 12658 | 813 | undifferentiated aquifer | 1954-08-04 | 58 | ND |  | 2119 | 110 | ND | 8025.2 |  | 181.6 | 404.7 |  |  | ND | 66 | 11876.2 | 0.7 |  | 2615.5
| 14939 | 813 | undifferentiated aquifer | 1961-11-19 | 61 | ND |  | 107 | 311 | 465.25 | 155.9 |  | 2.9 | 24.3 |  |  | 379 | ND | 95.8 |  |  | ND
| 14951 | 813 | undifferentiated aquifer | 1961-11-27 | 31 | ND |  | 96 | 48 | ND | 44.3 |  | 2.9 | 21.5 |  |  | 58.6 | ND | 80.1 |  |  | 34.3
| 35917 | 813 | undifferentiated aquifer | 1971-02-26 |  | 5150 | 8 | 800 | 150 | 4607.68 | 1442 |  | 256 | 39 |  |  | 183 |  | 2780 | 0.7 |  | ND
| 35917 | 813 | undifferentiated aquifer | 1971-07-27 |  | 10000 | 7 | 1298 | ND | 5697.62 | 1682 |  | 470 | 30 |  |  | 10 |  | 3510 | 0.7 | ND | ND
| 35917 | 813 | undifferentiated aquifer | 1971-07-27 |  | 10000 | 7 | 1361 | 72 | 5767.97 | 1687 |  | 500 | 27 |  |  | 88 |  | 3510 | 0.7 | ND | ND
| 69116 | 813 | undifferentiated aquifer | 1986-12-15 | 198 | 435 | 8 | ND | 176 | 231.38 | 100 | 1 | 0.8 | 0.1 | 0.03 | ND | 210 | 2 | ND | 0.2 | ND | 9.4 | ND
| 69116 | 813 | undifferentiated aquifer | 2003-10-28 | 189 | 427 | 8 | ND | 176 | 258.79 | 99.1 | 1 | 0.5 | 0.1 | 0.02 | ND | 206.9 | 4 | 28 | 0.17 | ND | 8.8 | ND
| 69871 | 813 | undifferentiated aquifer | 2010-08-18 | 135 | 481 | 8 | ND | 190 | 332 | 114 | 5 | 3 | 0.3 | 0.04 | 0.03 | 227 | 2 | 40 | 0.61 | ND | ND | 0.09
| 93592 | 813 | undifferentiated aquifer | 1999-08-13 | 307 | 540 | 8 | ND | 220 | 337.53 | 125 | 4 | 2.4 | 0.2 | 0.34 | 0.02 | 260 | 4 | 46 | 0.6 | ND | 2 | 0.02
| 93593 | 813 | undifferentiated aquifer | 1999-08-13 | 622 | 680 | 8 | ND | 146 | 392.64 | 145 | 7 | 1.6 | 0.1 | 0.5 | 0.07 | 175 | 1 | 130 | 0.5 | ND | 2 | 0.02
| 128 | 813 | Wallumbilla Formation | 2003-10-29 | 155 | 434 | 8 | ND | 181 | 267.82 | 103.9 | 1 | 0.7 | 0.1 | 0.01 | ND | 212.2 | 4 | 30.4 | 0.19 | ND | 6.9 | ND
| 128 | 813 | Wallumbilla Formation | 1986-12-18 | 155 | 440 | 8 | ND | 175 | 268.62 | 105 | 1 | 1.1 | ND | 0.02 | ND | 205 | 4 | 30 | 0.2 | 1 | 9.5
| 128 | 813 | Wallumbilla Formation | 1970-03-05 | 161 | 455 | 8 | ND | 176 | 504.82 | 185 |  | 1 | 1 |  |  | 215 |  | 36 | 0.1 | ND | 176
| 128 | 813 | Wallumbilla Formation | 1988-02-10 |  | 1700 | 9 | ND | 796 | 1081.55 | 435 | 3 | 2.7 | ND | ND | ND | 910 | 30 | 115 | 6.3 | ND | 2 | ND
| 128 | 813 | Wallumbilla Formation | 1985-01-24 |  | 445 | 8 | ND | 179 | 268.84 | 100 | 1 | 1.1 | ND | 0.01 | 0.01 | 215 | 2 | 31 | 0.2 | 1 | 12
| 1217 | 813 | Wallumbilla Formation | 2004-06-29 | 73 | 380 | 8 | ND | 120 | 227.86 | 81.2 | 4 | 1.8 | 0.2 | 0.99 | ND | 145.5 | 1 | 38.5 | 0.19 | ND | 13.3 | ND
| 1217 | 813 | Wallumbilla Formation | 1972-03-21 | 73 | 340 | 8 | 11 | 136 | 195.92 | 79 |  | 1 | 2 |  |  | 166 |  | 32 | 0.3 |  | ND
| 1424 | 813 | Wallumbilla Formation | 1971-01-13 | 92 | 1000 | 8 | 42 | 185 | ND | 203 |  | 12 | 3 |  |  | 226 |  | 210 | 0.75 |  | ND
| 1425 | 813 | Wallumbilla Formation | 1971-01-12 | 178 | 1230 | 8 | 64 | 280 | ND | 258 |  | 14 | 7 |  |  | 342 |  | 235 | 0.35 |  | 14
| 7923 | 813 | Wallumbilla Formation | 1997-07-18 | 30 | 590 | 8 | 47 | 104 | 358.52 | 105 | 6 | 9.4 | 5.7 | ND | ND | 125 | ND | 110 | 0.1 | ND | 19.5 | ND
| 9045 | 813 | Wallumbilla Formation | 2004-04-22 | 40 | 449 | 8 | ND | 163 | 271.14 | 98.8 | 5 | 2.8 | 0.3 | 0.15 | 0.01 | 197.5 | 1 | 45.1 | 0.7 | ND | ND | 0.01
| 10642 | 813 | Wallumbilla Formation | 1987-05-19 |  | 435 | 8 | ND | 179 | 256.05 | 100 | 1 | 0.6 | ND | ND | ND | 215 | 2 | 25 | 0.2 | ND | 8.2 | 0.04
| 10642 | 813 | Wallumbilla Formation | 1970-04-23 | 85 | 440 | 8 | ND | 180 | 265.32 | 107 |  | 2 | 1 |  |  | 220 |  | 40 | 0.15 |  | 7
| 10642 | 813 | Wallumbilla Formation | 2003-12-12 | 85 | 423 | 8 | ND | 183 | 266.95 | 105 | 1 | 0.4 | 0.1 | ND | 0.01 | 217.2 | 3 | 27.3 | 0.17 | ND | 8.4 | ND
| 10922 | 813 | Wallumbilla Formation | 1974-03-13 |  | 765 | 9 | 37 | 245 | 399.33 | 150 | 5 | 8.8 | 3.6 | 0.16 |  | 247 | 26 | 80 | 0.52 | 4 | ND
| 10922 | 813 | Wallumbilla Formation | 1974-12-12 | 61 | 760 | 9 | 761 | 6056 | 10341.09 | 3218.7 | 203 | 200.2 | 63.2 | 0.24 |  | 6963.3 | 207 | 2838 | 0.6 | 186
| 14958 | 813 | Wallumbilla Formation | 1970-04-21 | 48 | 300 | 7 | 21 | 13 | 154.05 | 49 |  | 2 | 4 |  |  |  | 8 | 72 | 0.05 |  | 19
Non GBOF tenement | 23645 | 862 | Hooray Sandstone | 1989-07-03 | 1194.5 | 4310 | 7.2 |  | 940 | 2670 | 700 | 400 | 13 | 0.3 |  |  | 940 | ND | 695 |  |  | 125 |  | Albilbah 1
| 4460 | 974 | Adori Sandstone | 1988-09-28 | 716 | 520 | 8 | 136 | 188 | 324.23 | 55 | 16 | 28 | 16 | 0.01 | 0.14 | 225 | 2 | 59 | 0.2 | ND | 10.5 | ND
| 4383 | 974 | Cadna-Owie Formation/Hooray Sandstone/Injune Creek Group | 1971-10-02 |  | 495 | 8 | 12 | 212 | 290.9 | 121 |  | 3 | 1 |  |  | 259 |  | 38 | 0.55 | ND | ND
| 13264 | 974 | Gilbert River Formation | 1990-03-14 | 581 | 590 | 8 | ND | 289 | 393.07 | 158 | 2 | 1.1 | ND | 0.07 | ND | 339.2 | 6 | 24.8 | 0.24 | ND | 7.9
| 13264 | 974 | Gilbert River Formation | 1988-09-29 | 581 | 580 | 8 | ND | 285 | 370 | 140 | 1 | 1.2 | ND | 0.04 | 0.01 | 340 | 4 | 26 | 0.2 | ND | 8.1
| 13264 | 974 | Gilbert River Formation | 1971-01-06 | 582 | 620 | 8 | ND | 304 | ND | 164 | [5 empty] | 371 |  | 32 | 0.3 |  | 9
| 13264 | 974 | Gilbert River Formation | 2008-05-20 | 582 | 615 | 9 | ND | 289 | 378 | 145 | 1 | 1.3 | 0.2 | 0.03 | ND | 332 | 10 | 25 | 0.2 | ND | 8 | ND
| 13264 | 974 | Gilbert River Formation | 2003-11-13 | 581 | 611 | 9 | ND | 292 | 382.85 | 150.5 | 1 | 0.7 | ND | ND | ND | 331.8 | 12 | 24.1 | 0.22 | ND | 7.4 | ND
| 13264 | 974 | Gilbert River Formation | 2009-12-08 | 581 | 642 | 8 | ND | 281 | 381 | 151 | 1 | 0.7 | ND | ND | ND | 327 | 8 | 25 | 0.24 | ND | 8.4 | ND
| 4377 | 974 | Hooray Sandstone | 1997-08-31 |  | 600 | 7 | 131 | 237 | 344.71 | 79 | 21 | 31 | 13 | 0.07 |  | 289 |  | 51 | 0.24 | ND | 7.2
| 4377 | 974 | Hooray Sandstone | 1967-02-17 |  | 600 | 8 | 135 | 240 | 347.37 | 92 |  | 26 | 17 |  |  | 293 |  | 56 | 0.3 |  | 12
| 4377 | 974 | Hooray Sandstone | 1966-09-01 |  | 565 | 8 | 109 | 220 | 325.06 | 94 |  | 22 | 13 |  |  | 150 | 58 | 54 | 0.3 |  | 10
| 69588 | 974 | Hooray Sandstone | 1989-10-12 | 751 | 519 | 8 | 96 | 224 | 333.6 | 83.1 | 10 | 20.6 | 10.6 | ND | 0.06 | 261.8 | 5 | 43 | 0.2 | ND | 4.9 | ND
| 93626 | 974 | Hooray Sandstone | 2001-06-21 | 484 | 600 | 9 | ND | 263 | 335.75 | 135 | 1 | 1.5 | ND | 0.02 | ND | 295 | 12 | 31 | 0.2 | ND | 8.8 | ND
| 1083 | 974 | Hutton Sandstone | 1988-10-06 | 924 | 560 | 8 | 78 | 234 | 350.89 | 87 | 14 | 22.5 | 5.3 | 0.01 | 0.1 | 280 | 2 | 44.5 | 0.3 | ND | 4.1
| 1083 | 974 | Hutton Sandstone | 1972-11-20 | 924 | 580 | 8 | 86 | 245 | 348.29 | 111 |  | 28 | 4 |  |  | 299 |  | 55 | 0.27 |  | 3
| 1083 | 974 | Hutton Sandstone | 1970-01-01 |  | 600 | 8 | 84 | 235 | 322.22 | 102 |  | 22 | 7 |  |  | 287 |  | 50 | 0.1 |  | ND
| 1085 | 974 | Hutton Sandstone | 1966-09-01 |  | 512 | 8 | 70 | 203 | 299.72 | 98 |  | 13 | 9 |  |  | 239 | 4 | 50 | 0.2 |  | 8
| 1085 | 974 | Hutton Sandstone | 1970-01-01 |  | 575 | 8 | 125 | 235 | 317.22 | 83 |  | 32 | 11 |  |  | 287 |  | 50 | 0.1 |  | ND
| 1085 | 974 | Hutton Sandstone | 1970-01-01 |  | 595 | 8 | 147 | 246 | 334.52 | 88 |  | 34 | 15 |  |  | 299 |  | 50 | 0.5
| 1085 | 974 | Hutton Sandstone | 1967-02-22 |  | 578 | 8 | 130 | 236 | 344.71 | 93 |  | 34 | 11 |  |  | 288 |  | 52 | 0.1 |  | 13
| 1085 | 974 | Hutton Sandstone | 1971-01-01 |  | 595 | 8 | 147 | 245 | 334.52 | 88 |  | 34 | 15 |  |  | 299 |  | 50 | 0.5 |  | ND
| 1968 | 974 | Hutton Sandstone | 1971-01-25 | 876 | 640 | 8 | 152 | 230 | ND | 79 |  | 36 | 15 |  |  | 281 |  | 65 | 0.4
| 1968 | 974 | Hutton Sandstone | 1971-01-01 |  | 650 | 8 | 155 | 235 | 344.52 | 82 |  | 34 | 17 |  |  | 287 |  | 70 | 0.4 |  | ND
| 1969 | 974 | Hutton Sandstone | 1967-02-16 |  | 544 | 8 | ND | 230 | 336.57 | 138 |  | ND | 2 |  |  | 281 |  | 44 | 0.4 |  | 14
| 2925 | 974 | Hutton Sandstone | 1967-02-23 | 1006 | 581 | 8 | 103 | 238 | ND | 104 |  | 28 | 8 |  |  | 290 |  | 58 | 0.3 |  | 9
| 2926 | 974 | Hutton Sandstone | 1967-02-16 | 1054 | 660 | 8 | 25 | 210 | ND | 109 | 35 |  | 6 | ND |  | 256 | ND | 92 | 1 |  | 6
| 2926 | 974 | Hutton Sandstone | 1966-09-01 |  | 670 | 8 | 109 | 210 | 379.48 | 110 |  | 37 | 4 |  |  | 256 |  | 92 | 0.6 |  | 10
| 2927 | 974 | Hutton Sandstone | 1967-02-18 | 1067 | 590 | 8 | 114 | 242 | ND | 103 |  | 29 | 10 |  |  | 295 |  | 62 | 0.4 |  | 9
| 4370 | 974 | Hutton Sandstone | 1967-02-16 | 991 | 660 | 7 | 72 | 233 | ND | 127 |  | 19 | 6 |  |  | 284 |  | 80 | 0.55 |  | 13
| 4380 | 974 | Hutton Sandstone | 1967-02-16 |  | 580 | 8 | 130 | 232 | 331.55 | 87 |  | 29 | 14 |  |  | 283 |  | 52 | 0.4 |  | 10
| 11086 | 974 | Hutton Sandstone | 1988-09-30 | 876 | 550 | 8 | 87 | 230 | 351.64 | 86 | 12 | 22 | 7.6 | 0.02 | 0.13 | 275 | 3 | 48.5 | 0.3 | ND | 5 | ND
| 11086 | 974 | Hutton Sandstone | 2001-11-29 |  | 584 | 8 | 88 | 233 | 351.57 | 89.4 | 13 | 21.9 | 8 | ND | 0.14 | 278.7 | 3 | 47.4 | 0.3 | ND | 4.6 | 0.01
| 11086 | 974 | Hutton Sandstone | 1995-08-15 |  | 550 | 8 | 84 | 220 | 313.8 | 86 | 14 | 19.5 | 8.5 | ND | ND | 260 | 4 | 49.5 | 0.3 | ND | 3.7 | ND
| 11086 | 974 | Hutton Sandstone | 1972-11-22 |  | 598 | 8 | 90 | 250 | 361.33 | 115 |  | 23 | 8 |  |  | 305 |  | 60 | 0.36 |  | 5
| 11086 | 974 | Hutton Sandstone | 1971-02-11 | 876 | 600 | 8 | 82 | 235 | 335.47 | 109 |  | 18 | 9 |  |  | 287 |  | 55 | 0.35 |  | 3
| 11086 | 974 | Hutton Sandstone | 1967-02-21 |  | 590 | 8 | 101 | 240 | 340.47 | 102 |  | 24 | 10 |  |  | 293 |  | 54 | 0.4 |  | 6
| 11086 | 974 | Hutton Sandstone | 2002-10-07 |  | 591 | 8 | 100 | 234 | 367.1 | 86 | 16 | 25.4 | 8.9 | 0.04 | 0.16 | 281.9 | 2 | 50.2 | 0.36 | ND | 3 | 0.01
| 15413 | 974 | Hutton Sandstone | 1986-03-20 | 611 | 550 | 8 | 270 | 300 | 440 | 115 | 6 | 10.5 | 1.4 | 0.14 | 0.04 | 290 | 4 | 37 | 0.2 | ND | 5.4
| 15413 | 974 | Hutton Sandstone | 1963-05-13 | 612 | ND | 8 | 26 | 277 | ND | 138.7 |  | 5.7 | 2.9 |  |  | ND | 166 | 37.2 | 0.1 |  | ND
| 15413 | 974 | Hutton Sandstone | 2008-05-21 | 612 | 579 | 8 | 17 | 257 | 354 | 129 | 4 | 5.8 | 0.7 | 0.11 | 0.04 | 303 | 5 | 30 | 0.15 | ND | 7.7 | ND
| 15413 | 974 | Hutton Sandstone | 1990-03-15 | 611 | 543 | 8 | 26 | 236 | 345.51 | 123 | 6 | 8.5 | 1.1 | 0.17 | 0.05 | 281 | 3 | 35.1 | 0.16 | ND | 5.4
| 15413 | 974 | Hutton Sandstone | 1971-01-08 | 589 | 550 | 8 | 31 | 254 | ND | 133 |  | 9 | 2 |  |  | 310 |  | 44 | 0.15 |  | 4
| 15413 | 974 | Hutton Sandstone | 1963-05-20 | 493 | ND | 8 | 26 | 279 | ND | 145.9 |  | 5.7 | 2.9 |  |  | ND | 167 | 37.2 | 0.6 |  | 14.3
| 15413 | 974 | Hutton Sandstone | 1967-06-27 |  | 525 | 8 | 32 | 260 | ND | 132 |  | 8 | 3 |  |  | 317 |  | 40 | 0.2 |  | 5
| 15413 | 974 | Hutton Sandstone | 2003-11-12 | 589 | 570 | 8 | 19 | 255 | 352.03 | 128.3 | 4 | 6.3 | 0.8 | 0.27 | 0.04 | 301.7 | 4 | 31.1 | 0.17 | ND | 6.6 | ND
| 17480 | 974 | Hutton Sandstone | 1969-09-23 |  | 600 | 8 | 156 | 240 | 368.27 | 92 |  | 28 | 21 |  |  | 293 |  | 75 | 0.2 |  | 8
| 51945 | 974 | Hutton Sandstone | 1985-12-10 |  | 570 | 8 | 85 | 235 | 340 | 83 | 15 | 21 | 8 | 1 | 0.06 | 280 | 4 | 42 | 0.2 | ND | 8.5
| 93590 | 974 | Hutton Sandstone | 2008-05-21 | 756 | 559 | 8 | 142 | 198 | 320 | 55 | 14 | 26 | 19 | ND | 0.09 | 238 | 1 | 54 | 0.12 | ND | 8.9 | ND
| 93590 | 974 | Hutton Sandstone | 1999-08-13 | 750 | 550 | 8 | 148 | 199 | 327.95 | 56 | 15 | 27 | 19.5 | 0.02 | 0.1 | 240 | 1 | 56 | 0.2 | ND | 10 | 0.02
| 93872 | 974 | Hutton Sandstone | 2004-10-10 |  | 590 | 8 | 119 | 232 | 354.73 | 73 | 18 | 26 | 13 | 0.04 | 0.11 | 278 | 2 | 42 | 0.2 | ND | 9.1 | ND
| 1970 | 974 | Undifferentiated Injune Creek Group | 1967-06-27 |  | 590 | 8 | 189 | 236 | 363.42 | 75 |  | 36 | 24 |  |  | 287 |  | 75 | 0.3 |  | 12
| 1970 | 974 | Undifferentiated Injune Creek Group | 1969-08-15 |  | 615 | 8 | 155 | 301 | 443.16 | 123 |  | 32 | 18 |  |  | 366 |  | 80 | 0.2 |  | 10
| 1970 | 974 | Undifferentiated Injune Creek Group | 1966-09-01 |  | 598 | 8 | 161 | 210 | 345.18 | 79 |  | 28 | 22 |  |  | 256 |  | 76 | 0.3 |  | 14
| 4369 | 974 | Undifferentiated Injune Creek Group | 1967-02-17 |  | 480 | 8 | ND | 200 | 286.27 | 117 |  | 2 | 1 |  |  | 244 |  | 38 | 0.3 |  | 8
| 4369 | 974 | Undifferentiated Injune Creek Group | 1966-09-01 |  | 450 | 8 |  | 198 | 279.68 | 117 | [5 empty] | 171 | 34 | 40 | 0.6 |  | 4
| 93651 | 974 | Undifferentiated Injune Creek Group | 2000-02-02 | 716 | 570 | 8 | 140 | 186 | 329.6 | 56 | 19 | 28.5 | 16.5 | ND | 0.19 | 220 | 3 | 60 | 0.2 | ND | 10.5 | ND
| 60 | 974 | undifferentiated aquifer | 1974-06-27 |  | 660 | 8 | 160 | 205 | 349.32 | 68 | 19 | 31 | 20 |  |  | 245 | 2 | 75 | 0.35 |  | 13
| 60 | 974 | undifferentiated aquifer | 1972-04-07 |  | 630 | 8 | 179 | 215 | 355.02 | 74 |  | 40 | 19 |  |  | 262 |  | 80 | 0.19 |  | 13
| 60 | 974 | undifferentiated aquifer | 1975-07-14 |  | 680 | 8 | 163 | 207 | 354.8 | 66 | 19 | 34 | 19 |  |  | 253 |  | 80 | 0.4 |  | 12
| 60 | 974 | undifferentiated aquifer | 1967-02-19 |  | 625 | 8 | 170 | 212 | 343.16 | 73 |  | 35 | 20 |  |  | 258 |  | 76 | 0.3 |  | 12
| 60 | 974 | undifferentiated aquifer | 1987-04-06 |  | 630 | 8 | 153 | 206 | 362.06 | 60 | 18 | 30 | 19 | 0.02 | 0.12 | 250 | 1 | 73 | 0.2 | ND | 11
| 60 | 974 | undifferentiated aquifer | 1966-09-01 |  | 617 | 8 | 163 | 211 | 354.27 | 81 |  | 32 | 20 |  |  | 244 | 6 | 84 | 0.3 |  | 11
| 60 | 974 | undifferentiated aquifer | 1970-02-19 |  | 625 | 8 | 183 | 210 | 335.13 | 66 |  | 32 | 25 |  |  | 256 |  | 80 | 0.25 |  | 6
| 60 | 974 | undifferentiated aquifer | 1973-04-06 | 914 | 630 | 8 | 275 | 210 | 394.7 | 55 |  | 40 | 42.5 |  |  | 244 | 6 | 130 | 0.23 | ND | 0.5
| 92 | 974 | undifferentiated aquifer | 1990-01-24 |  | 570 | 8 | 145 | 179 | 348.46 | 67 | 14 | 34 | 14.5 | 0.04 | 0.1 | 215 | 2 | 77 | 0.8 | 1 | 7.9
| 92 | 974 | undifferentiated aquifer | 1988-07-13 |  | 560 | 8 | 89 | 141 | 327.25 | 75 | 19 | 15 | 12.5 | 0.01 | 0.01 | 165 | 3 | 94 | 0.9 | ND | 10
| 92 | 974 | undifferentiated aquifer | 1974-06-27 |  | 640 | 8 | 141 | 175 | 337.89 | 72 | 19 | 33 | 14.3 |  |  | 209 | 2 | 85 | 0.72 |  | 9
| 92 | 974 | undifferentiated aquifer | 1990-01-24 |  | 510 | 8 | 68 | 121 | 301.12 | 77 | 16 | 12 | 9.2 | 0.01 | 0.01 | 145 | 1 | 87 | 0.9 | 1 | 10
| 92 | 974 | undifferentiated aquifer | 1988-09-29 | 763 | 570 | 8 | 136 | 180 | 341.54 | 61 | 16 | 32 | 13.5 | 0.01 | 0.01 | 215 | 2 | 80 | 0.7 | ND | 8.3
| 92 | 974 | undifferentiated aquifer | 1967-07-04 |  | 580 | 8 | 152 | 201 | 357.77 | 86 |  | 36 | 15 |  |  | 244 |  | 90 | 0.8 |  | 10
| 92 | 974 | undifferentiated aquifer | 1966-09-01 |  | 560 | 8 | 139 | 166 | 313.78 | 78 |  | 34 | 13 |  |  | 171 | 15 | 84 | 0.7 |  | 5
| 92 | 974 | undifferentiated aquifer | 1990-01-24 |  | 550 | 8 | 5401 | 148 | 1612.97 | 73 | 16 | 13 | 1305 | 0.01 | 0.01 | 175 | 3 | 85 | 0.8 | ND | 8.9
| 92 | 974 | undifferentiated aquifer | 1969-08-13 |  | 610 | 8 | 126 | 226 | 384.92 | 108 |  | 32 | 11 |  |  | 275 |  | 90 | 0.7 |  | 8
| 92 | 974 | undifferentiated aquifer | 1988-07-13 |  | 580 | 7 | 137 | 181 | 349.79 | 66 | 17 | 32.5 | 13.5 | 0.01 | 0.01 | 220 | ND | 79 | 0.8 | ND | 9
| 1084 | 974 | undifferentiated aquifer | 1967-02-22 |  | 602 | 8 | 13 | 266 | 369.81 | 150 |  | 2 | 2 |  |  | 324 |  | 46 | 0.5 |  | 10
| 1961 | 974 | undifferentiated aquifer | 1966-09-01 |  | 524 | 9 |  | 208 | 310.92 | 130 | [5 empty] | 239 | 7 | 42 | 0.4 |  | 14
| 1962 | 974 | undifferentiated aquifer | 1967-02-16 |  | 600 | 8 | 135 | 240 | 347.37 | 92 |  | 26 | 17 |  |  | 293 |  | 56 | 0.3 |  | 12
| 1967 | 974 | undifferentiated aquifer | 1970-02-18 | 904 | 650 | 8 | 148 | 230 | ND | 93 |  | 28 | 19 |  |  | 281 |  | 72 | 0.5 |  | 18
| 1967 | 974 | undifferentiated aquifer | 1967-02-20 |  | 625 | 8 | 158 | 230 | 352.13 | 83 |  | 37 | 16 |  |  | 280 |  | 68 | 0.45 |  | 10
| 3264 | 974 | undifferentiated aquifer | 1967-02-20 | 924 | 750 | 8 | 41 | 236 | ND | 147 |  | 8 | 5 |  |  | 259 | 14 | 82 | 0.75 |  | 8
| 3264 | 974 | undifferentiated aquifer | 1967-01-01 |  | 652 | 8 | 64 | 243 | 377.38 | 128 |  | 19 | 4 |  |  | 268 | 14 | 72 | 0.6 |  | 8
| 3585 | 974 | undifferentiated aquifer | 2009-06-16 |  | 657 | 9 | ND | 267 | 375 | 149 | 1 | 0.6 | ND | 0.01 | ND | 312 | 7 | 35 | 0.16 | ND | 10.1 | ND
| 3609 | 974 | undifferentiated aquifer | 1967-06-08 |  | 495 | 7 | 123 | 196 | 280.62 | 68 |  | 26 | 14 |  |  | 239 |  | 44 | 0.1 |  | 11
| 3609 | 974 | undifferentiated aquifer | 1986-08-11 |  | 510 | 8 | 120 | 195 | 292.54 | 57 | 14 | 23 | 15 | 0.06 | ND | 235 | 1 | 36 | 0.1 | ND | 9.9 | 0.07
| 3609 | 974 | undifferentiated aquifer | 1969-09-30 |  | 510 | 8 | 137 | 201 | 302.82 | 73 |  | 20 | 21 |  |  | 244 |  | 55 | 0.85 |  | 13
| 3615 | 974 | undifferentiated aquifer | 2008-06-03 | 878 | 787 | 9 | 68 | 188 | 437 | 130 | 16 | 15 | 7.8 | 0.02 | ND | 213 | 8 | 128 | 2.4 | ND | 4.4 | ND
| 3616 | 974 | undifferentiated aquifer | 2008-06-03 | 914 | 1170 | 8 | 193 | 230 | 716 | 169 | 16 | 55 | 14 | ND | ND | 278 | 1 | 118 | 2.2 | ND | 184 | ND
| 3616 | 974 | undifferentiated aquifer | 1969-09-30 |  | 3200 | 8 | 742 | 231 | 2036.97 | 382 |  | 280 | 10 |  |  | 281 |  | 165 | 1.8 |  | 1060
| 3619 | 974 | undifferentiated aquifer | 1986-08-13 |  | 740 | 8 | 151 | 218 | 419.02 | 92 | 16 | 44 | 9.8 | ND | 0.03 | 260 | 2 | 105 | 1.7 | ND | ND | 0.05
| 3619 | 974 | undifferentiated aquifer | 1967-08-23 |  | 770 | 8 | 152 | 235 | 452.93 | 124 |  | 44 | 10 |  |  | 286 |  | 130 | 2.3 |  | 2
| 3619 | 974 | undifferentiated aquifer | 2008-05-02 | 770 | 582 | 7 | 133 | 193 | 326 | 64 | 13 | 29 | 15 | ND | 0.04 | 235 | ND | 60 | 0.57 | ND | 6.3 | ND
| 3619 | 974 | undifferentiated aquifer | 1967-06-07 |  | 796 | 8 | 120 | 237 | 460.61 | 139 |  | 38 | 6 |  |  | 288 |  | 134 | 2
| 3620 | 974 | undifferentiated aquifer | 2008-06-03 | 907 | 788 | 8 | 101 | 273 | 453 | 122 | 19 | 29 | 6.7 | ND | ND | 330 | 1 | 87 | 2.3 | ND | ND | 0.01
| 3620 | 974 | undifferentiated aquifer | 1969-09-30 |  | 710 | 8 | 86 | 26 | 283.35 | 140 |  | 26 | 5 |  |  | 30.5 |  | 95 | 2.35
| 3621 | 974 | undifferentiated aquifer | 1988-09-26 | 748 | 530 | 8 | 149 | 196 | 319.61 | 51 | 14 | 27.5 | 19.5 | 0.04 | 0.07 | 235 | 2 | 56 | 0.1 | ND | 10 | ND
| 3622 | 974 | undifferentiated aquifer | 1988-09-27 | 838 | 500 | 8 | 149 | 200 | 309.58 | 49 | 12 | 26.5 | 20 | 0.01 | 0.01 | 240 | 1 | 48.5 | 0.1 | ND | 9.3 | ND
| 3622 | 974 | undifferentiated aquifer | 1969-08-26 |  | 520 | 8 | 115 | 275 | 370.77 | 111 |  | 21 | 15 |  |  | 335 |  | 55 | 0.05 |  | 4
| 3622 | 974 | undifferentiated aquifer | 1967-06-27 |  | 510 | 8 | 153 | 201 | 294.17 | 61 |  | 28 | 20 |  |  | 244 |  | 55 | 0.2 |  | 10
| 3659 | 974 | undifferentiated aquifer | 1969-08-15 |  | 585 | 8 |  | 371 | 458.06 | 195 | [5 empty] | 366 | 42 | 35 | 0.1 |  | 6
| 3659 | 974 | undifferentiated aquifer | 1987-04-12 |  | 580 | 8 | ND | 270 | 357.69 | 140 | 1 | 1.3 | ND | 0.05 | ND | 320 | 4 | 26 | 0.2 | ND | 5.4
| 3659 | 974 | undifferentiated aquifer | 1967-07-04 |  | 560 | 8 | 109 | 281 | 401.36 | 150 |  | 40 | 2 |  |  | 342 |  | 35 | 0.2 |  | 6
| 3660 | 974 | undifferentiated aquifer | 1967-07-05 |  | 570 | 8 | 13 | 277 | 357.1 | 146 |  |  | 3 |  |  | 337 |  | 34 | 0.4 |  | 8
| 3660 | 974 | undifferentiated aquifer | 1988-09-29 | 484 | 540 | 8 | ND | 260 | 345.88 | 130 | 1 | 1.2 | ND | ND | ND | 305 | 6 | 30.5 | 0.2 | ND | 7.5 | ND
| 3660 | 974 | undifferentiated aquifer | 1969-08-14 |  | 585 | 8 |  |  | 459.55 | 195 | [5 empty] | 440 |  | 40 | 0.2 |  | 8
| 3664 | 974 | undifferentiated aquifer | 1967-07-05 | 476 | 556 | 8 | 93 | 210 | 328.18 | 98 | 0 | 24 | 8 | ND | ND | 256 | ND | 62 | 0.3 | ND | 10
| 3664 | 974 | undifferentiated aquifer | 1988-09-28 | 621 | 510 | 8 | 92 | 201 | 319.14 | 73 | 12 | 21 | 9.5 | ND | 0.17 | 240 | 2 | 53 | 0.2 | ND | 8.1 | ND
| 3667 | 974 | undifferentiated aquifer | 1988-09-28 | 609 | 530 | 8 | 74 | 214 | 331.76 | 87 | 10 | 18 | 7 | 0.01 | 0.01 | 255 | 3 | 48 | 0.2 | ND | 8.3 | ND
| 3667 | 974 | undifferentiated aquifer | 1967-07-05 |  | 540 | 8 | 70 | 227 | 326.11 | 108 |  | 18 | 6 |  |  | 276 |  | 50 | 0.4 |  | 8
| 3670 | 974 | undifferentiated aquifer | 1969-07-17 |  | 565 | 8 | 87 | 200 | 311.98 | 80 |  |  | 21 |  |  | 207 | 18 | 80 | 0.2 |  | 11
| 3670 | 974 | undifferentiated aquifer | 1967-06-26 |  | 530 | 8 | 70 | 201 | 283.17 | 67 |  |  | 17 |  |  | 244 |  | 67 | 0.2 |  | 12
| 3670 | 974 | undifferentiated aquifer | 1955-09-13 |  | 514 | 8 | 66 | 169 | 284.18 | 79 |  |  | 16 |  |  | 183 | 11 | 72 | 0.2 |  | 16
| 4376 | 974 | undifferentiated aquifer | 1966-01-01 |  | 505 | 8 | 84 | 210 | 315.38 | 85 | 16 | 24.8 | 5.3 |  |  | 256 |  | 48 | 0.4 |  | 10
| 4376 | 974 | undifferentiated aquifer | 1967-02-17 |  | 560 | 8 | 106 | 230 | 319.18 | 91 |  | 26 | 10 |  |  | 280 |  | 50 | 0.5 |  | 4
| 4376 | 974 | undifferentiated aquifer | 1971-01-01 |  | 695 | 8 | 134 | 260 | 384.62 | 107 |  | 34 | 12 |  |  | 317 |  | 75 | 0.75 |  | ND
| 4376 | 974 | undifferentiated aquifer | 1971-01-01 |  | 690 | 8 | 134 | 260 | 384.62 | 107 |  | 34 | 12 |  |  | 317 |  | 75 | 0.75 |  | ND
| 4455 | 974 | undifferentiated aquifer | 1972-10-23 |  | 620 | 8 | ND | 305 | 397.26 | 167 |  | 2 | ND |  |  | 372 |  | 45 | 0.35 |  | ND
| 4455 | 974 | undifferentiated aquifer | 1995-08-16 |  | 610 | 9 | ND | 291 | 378.74 | 145 | 1 | 1.4 | 0.1 | ND | ND | 340 | 7 | 27.5 | 0.3 | ND | 2.3 | ND
| 4455 | 974 | undifferentiated aquifer | 1966-09-01 |  | 631 | 8 |  | 290 | 382.09 | 162 | [5 empty] | 339 | 7 | 42 | 0.4 |  | 4
| 4455 | 974 | undifferentiated aquifer | 1969-08-12 | 557 | 605 | 8 |  | 400 | 481.25 | 206 | [5 empty] | 488 |  | 35 | 0.3
| 4455 | 974 | undifferentiated aquifer | 1988-09-28 | 557 | 560 | 8 | ND | 285 | 366.08 | 140 | 1 | 0.8 | ND | 0.01 | 0.01 | 340 | 4 | 28.5 | 0.3 | ND | 2.9 | ND
| 7197 | 974 | undifferentiated aquifer | 1945-09-25 | 1003 | ND |  | 130 | 229 | 353.3 | 93 |  | 28.6 | 14.3 |  |  | ND | 137 | 51.5 |  |  | 28.6
| 7197 | 974 | undifferentiated aquifer | 1986-08-07 | 1028 | 540 | 8 | 84 | 221 | 343.43 | 75 | 20 | 23 | 6.5 | 0.02 | 0.01 | 265 | 2 | 45 | 0.2 | ND | 8.4
| 7676 | 974 | undifferentiated aquifer | 1966-01-01 | 618 | 542 | 8 | ND | 226 | ND | 145 | [5 empty] | 271 | 2 | 50 | 0.5 |  | 17
| 10947 | 974 | undifferentiated aquifer | 1986-04-17 |  | 570 | 8 | 57 | 244 | 358.19 | 105 | 10 | 16 | 4.1 | 0.04 | 0.13 | 285 | 6 | 42 | 0.3 | ND | 8.7 | ND
| 10947 | 974 | undifferentiated aquifer | 1967-02-18 | 763 | 585 | 8 | 65 | 240 | 341.42 | 117 |  | 16 | 6 |  |  | 293 |  | 48 | 0.35 |  | 10
| 13869 | 974 | undifferentiated aquifer | 1988-09-27 | 631 | 490 | 8 | 125 | 180 | 300 | 51 | 14 | 25.5 | 15 | 0.01 | 0.09 | 215 | 1 | 47 | 0.1 | ND | 11
| 13869 | 974 | undifferentiated aquifer | 1959-10-01 | 631 | ND |  | 127 | 189 | 290.6 | 70.1 |  | 27.2 | 14.3 |  |  | ND | 113 | 60.1 | 0.2 |  | 5.7
| 16271 | 974 | undifferentiated aquifer | 1966-01-07 | 602 | 630 | 8 | 73 | 243 | 567.38 | 344 |  | 16 | 8 |  |  | 268 | 14 | 44 | 0.6 |  | 9
| 16271 | 974 | undifferentiated aquifer | 1966-01-07 | 619 | 600 | 8 | 142 | 205 | 322 | 76 |  | 29 | 17 |  |  | 250 |  | 64 | 0.4 |  | 13
| 16271 | 974 | undifferentiated aquifer | 1969-07-19 | 656 | 560 | 8 | 132 | 196 | 328.42 | 83 |  | 28 | 15 |  |  | 214 | 12 | 75 | 0.2 |  | 10
| 16271 | 974 | undifferentiated aquifer | 1966-01-07 | 617 | 615 | 8 | 104 | 223 | 304.14 | 87 |  | 22 | 12 |  |  | 272 |  | 48 | 0.4 |  | 1
| 93470 | 974 | undifferentiated aquifer | 2008-06-04 | 559 | 494 | 7 | 122 | 188 | 287 | 51 | 13 | 23 | 16 | ND | 0.05 | 229 | ND | 40 | 0.13 | ND | 9.3 | 0.01
| 93470 | 974 | undifferentiated aquifer | 1998-11-29 |  | 500 | 8 | 127 | 189 | 293.83 | 49.5 | 16 | 23.5 | 16.5 | 0.02 | 0.06 | 225 | 3 | 43 | 0.1 | ND | 8.7 | ND
| 93747 | 974 | undifferentiated aquifer | 2003-11-11 | 661 | 551 | 8 | 105 | 190 | 328.05 | 70.8 | 15 | 23.6 | 11.3 | 0.01 | 0.1 | 227.7 | 2 | 61.1 | 0.16 | ND | 8.8 | ND
| 118246 | 974 | undifferentiated aquifer | 2009-06-16 |  | 541 | 8 | 136 | 207 | 296 | 54 | 10 | 24 | 18 | ND | 0.02 | 249 | 1 | 38 | 0.46 | ND | 4.7 | ND
| 118246 | 974 | undifferentiated aquifer | 2003-05-25 | 650 | 495 | 8 | 140 | 209 | 296.22 | 52.8 | 8 | 23.8 | 19.7 | ND | 0.04 | 253.7 | ND | 37.2 | 0.39 | ND | 6.3 | ND
| 146018 | 974 | undifferentiated aquifer | 2009-03-16 | 780 | 587 | 8 | 74 | 243 | 377 | 108 | 11 | 19 | 6.5 | 0.01 | 0.15 | 288 | 4 | 37 | 0.37 | ND | 18.5 | ND
| 146277 | 974 | undifferentiated aquifer | 2010-06-01 | 956 | 600 | 8 | 83 | 227 | 354 | 90 | 15 | 24 | 5.7 | 0.09 | 0.14 | 271 | 3 | 44 | 0.28 | ND | 3.7 | ND
| 1966 | 974 | Wyandra Sandstone | 1969-09-23 |  | 635 | 8 | 16 |  | 392.46 | 159 |  | 6 |  |  |  | 354 |  | 40 | 0.4 |  | 13
| 69242 | 978 | Gilbert River Formation | 1986-08-18 | 304 | 720 | 8 | ND | 280 | 430 | 160 | 1 | 3.5 | ND | ND | ND | 330 | 4 | 47 | 0.2 | 1 | 35
| 69242 | 978 | Gilbert River Formation | 2009-06-02 | 296 | 654 | 8 | 30 | 261 | 374 | 136 | 4 | 11 | 1 | 0.02 | 0.04 | 311 | 4 | 38 | 0.12 | ND | 12.1 | ND
| 69242 | 978 | Gilbert River Formation | 2004-08-24 | 296 | 632 | 8 | 22 | 261 | 371.56 | 136.7 | 4 | 7.8 | 0.8 | ND | 0.03 | 312.9 | 3 | 38 | 0.14 | ND | 11.4 | ND
| 3145 | 978 | Hooray Sandstone | 1969-09-18 | 430 | 550 | 8 | 24 | 200 | 336.27 | 127 |  | 8 | 1 |  |  | 244 |  | 50 | 0.3
| 15432 | 978 | Hooray Sandstone | 1969-09-25 |  | 1200 | 8 | 15 | 240 | ND | 290 |  | 6 | ND | ND |  | 293 |  | 275 | 0.8 |  | 17
| 15522 | 978 | Hooray Sandstone | 1963-07-01 | 264 |  | 7 | ND |  | 498.4 | 191.1 |  | 1.3 |  |  |  | 373 |  | 79 | 0.2 |  | 43.4
| 15522 | 978 | Hooray Sandstone | 1987-04-08 | 275 | 790 | 8 | ND | 291 | 491.83 | 190 | 1 | 2.8 | ND | 0.03 | ND | 350 | 3 | 57 | 0.2 | ND | 50
| 15522 | 978 | Hooray Sandstone | 2009-07-16 | 264 | 843 | 8 | ND | 284 | 480 | 187 | 1 | 1.7 | 0.1 | ND | ND | 334 | 6 | 53 | 0.13 | ND | 50 | ND
| 15662 | 978 | Hooray Sandstone | 1963-12-19 | 259 |  | 8 | ND |  | 433.02 | 199.1 |  | 0.4 |  |  |  | 352.9 |  | 59.9 | 0.1
| 15662 | 978 | Hooray Sandstone | 2009-07-15 |  | 804 | 8 | ND | 274 | 460 | 179 | 1 | 1.9 | 0.1 | ND | ND | 326 | 4 | 49 | 0.13 | ND | 48 | ND
| 15662 | 978 | Hooray Sandstone | 1987-04-06 | 275 | 760 | 8 | ND | 285 | 465.17 | 180 | 1 | 2 | ND | 0.05 | ND | 335 | 6 | 49 | 0.2 | ND | 46
| 15773 | 978 | Hooray Sandstone | 1969-09-21 |  | 500 | 8 | ND | 174 | ND | 112 |  | 2 | 1 |  |  | 212 |  | 50 | 0.25 |  | 5
| 37256 | 978 | Hooray Sandstone | 2008-12-11 | 235 | 736 | 8 | ND | 278 | 417 | 163 | 1 | 1.2 | 0.1 | ND | ND | 325 | 6 | 48 | 0.12 | ND | 20 | ND
| 37256 | 978 | Hooray Sandstone | 1971-07-19 | 236 | 720 | 8 | 13 | 314 | ND | 196 |  | 5 | ND |  |  | 383 |  | 60 | 0.25 | ND | 37
| 37256 | 978 | Hooray Sandstone | 1985-01-28 | 236 | 720 | 8 | ND | 287 | 418.36 | 160 | 1 | 1.7 | 0.1 | 0.01 | 0.01 | 345 | 2 | 48 | 0.1 | ND | 21
| 51539 | 978 | Hooray Sandstone | 1982-08-25 | 509 | 490 | 8 | ND | 191 | 293.29 | 110 | 1 | 1.6 | 0.2 |  |  | 230 | 1 | 32 | 0.2 | 1 | 9
| 1052 | 978 | Hutton Sandstone | 1972-07-24 | 489 | 370 | 8 | 139 | 140 | 279.13 | 64 |  | 26 | 18 |  |  | 171 |  | 45 | 0.05 |  | 42
| 1052 | 978 | Hutton Sandstone | 1988-10-12 | 504 | 445 | 8 | 140 | 195 | 260 | 40 | 7 | 23.5 | 20 | 0.01 | 0.01 | 235 | 1 | 29.5 | 0.2 | ND | 4.6
| 1838 | 978 | Hutton Sandstone | 1969-09-22 |  | 450 | 8 | 111 | 155 | 234.28 | 53 |  | 28 | 10 |  |  | 189 |  | 50 | 0.35
| 2998 | 978 | Hutton Sandstone | 1988-09-02 |  | 1100 | 8 | ND | 405 | 700 | 270 | 2 | 3.9 | 0.1 | 0.02 | 0.01 | 470 | 11 | 150 | 1.1 | ND | 8.6
| 2998 | 978 | Hutton Sandstone | 1969-11-13 |  | 550 | 8 | 202 | 240 | ND | 51 |  | 28 | 32 |  |  | 293 |  | 45 | ND |  | 7
| 3588 | 978 | Hutton Sandstone | 1987-04-06 | 396 | 520 | 9 | 160 | 200 | 300 | 47 | 8 | 27 | 22 | 0.03 | ND | 235 | 5 | 46 | 0.2 | 2 | 7.4
| 3588 | 978 | Hutton Sandstone | 1965-10-14 | 397 | 475 | 8 | 158 | 204 | 311.83 | 65 |  | 40 | 14 |  |  | 249 |  | 60 | 0.4 |  | 10
| 3595 | 978 | Hutton Sandstone | 1987-04-06 | 451 | 540 | 8 | 175 | 220 | 320 | 46 | 6 | 28 | 25 | 0.02 | ND | 265 | 2 | 56 | 0.2 | ND | 6.7
| 3595 | 978 | Hutton Sandstone | 1969-11-14 | 451 | 500 | 8 | 146 | 205 | 298.93 | 68 |  | 22 | 22 |  |  | 250 |  | 56 |  |  | 8
| 12039 | 978 | Hutton Sandstone | 1988-10-12 | 410 | 450 | 8 | 142 | 190 | 265.73 | 41 | 7 | 23 | 20.5 | 0.03 | 0.01 | 230 | 1 | 32 | 0.1 | ND | 9.9
| 12039 | 978 | Hutton Sandstone | 2009-11-20 | 405 | 476 | 8 | 137 | 187 | 268 | 44 | 8 | 22 | 20 | ND | 0.02 | 222 | 3 | 32 | 0.11 | ND | 10.9 | ND
| 12039 | 978 | Hutton Sandstone | 2004-06-25 | 407 | 474 | 7 | 136 | 191 | 270.37 | 44.7 | 8 | 22.3 | 19.5 | ND | 0.03 | 232.2 | ND | 32 | 0.13 | ND | 10.7 | 0.01
| 12039 | 978 | Hutton Sandstone | 1990-03-15 | 410 | 465 | 8 | 143 | 195 | 276.68 | 45.5 | 9 | 22.5 | 21 | 0.01 | 0.02 | 235 | 1 | 31 | 0.1 | ND | 10.5
| 12039 | 978 | Hutton Sandstone | 1990-03-15 | 410 | 465 | 8 | 142 | 193 | 274.7 | 45.4 | 9 | 22.7 | 20.8 | 0.01 | 0.02 | 232.6 | 1 | 31.1 | 0.14 | ND | 10.7
| 12903 | 978 | Hutton Sandstone | 1955-12-09 | 307 | ND |  | ND | 310 | 486.3 | 197.3 |  | 2.9 | ND |  |  | ND | 186 | 57.2 | 0.1 |  | 42.9
| 12903 | 978 | Hutton Sandstone | 1956-04-09 | 438 | ND | 7 | 123 | 193 | ND | 60.1 |  | 25.7 | 14.3 |  |  | ND | 116 | 37.2 | 0.1 |  | 7.2
| 12903 | 978 | Hutton Sandstone | 1992-08-21 | 455 | 455 | 8 | 120 | 184 | 265.63 | 49.7 | 9 | 20.4 | 16.7 | 0.01 | 0.03 | 223 | ND | 30.9 | 0.16 | ND | 6.3
| 12903 | 978 | Hutton Sandstone | 1987-04-03 | 455 | 450 | 8 | 119 | 185 | 263.12 | 46 | 9 | 21 | 16 | ND | ND | 220 | 2 | 32 | 0.2 | ND | 7.1 | ND
| 12903 | 978 | Hutton Sandstone | 1956-04-09 | 456 | ND | 6 | 125 | 196 | ND | 77.2 |  | 24.3 | 15.7 |  |  | ND | 117 | 67.2 | 0.1 |  | ND
| 15824 | 978 | Hutton Sandstone | 1976-04-09 |  | 560 | 7 | 145 | 208 | 298.11 | 47 | 8 | 25 | 20 |  |  | 253 | ND | 42 | 0.1 |  | 4
| 15824 | 978 | Hutton Sandstone | 1964-08-26 | 467 | ND |  | 138 | 217 | 286.2 | 64.4 |  | 31.5 | 14.3 |  |  | ND | 130 | 42.9 | 0.1 |  | 2.9
| 15824 | 978 | Hutton Sandstone | 1987-02-12 |  | 475 | 8 | 138 | 207 | 285.43 | 48 | 9 | 24 | 19 | ND | ND | 250 | 1 | 32 | 0.2 | ND | 7.6
| 15824 | 978 | Hutton Sandstone | 1990-03-16 |  | 475 | 8 | 139 | 204 | 287.74 | 50 | 10 | 23.5 | 19.5 | 0.01 | 0.02 | 240 | 5 | 30.5 | 0.2 | ND | 7.1
| 15824 | 978 | Hutton Sandstone | 2004-08-24 | 494 | 483 | 7 | 126 | 198 | 276.66 | 49.3 | 9 | 21.5 | 17.6 | ND | 0.02 | 241.1 | ND | 31.1 | 0.15 | ND | 6.4 | 0.04
| 16602 | 978 | Hutton Sandstone | 1966-01-01 |  | 850 | 8 | 66 | 267 | 506.6 | 160 | 24 | 18.4 | 4.9 |  |  | 325 |  | 86 | 0.5 |  | 53
| 16602 | 978 | Hutton Sandstone | 1966-01-01 |  | 720 | 8 | 78 | 268 | 419.19 | 131 | 16 | 22.4 | 5.3 |  |  | 327 |  | 60 | 0.7 |  | 23
| 24697 | 978 | Hutton Sandstone | 2009-07-12 | 358 | 569 | 8 | 182 | 219 | 306 | 45 | 7 | 29 | 27 | ND | 0.03 | 264 | 2 | 42 | 0.14 | ND | 6.9 | 0.04
| 24697 | 978 | Hutton Sandstone | 1986-08-20 | 376 | 540 | 8 | 185 | 225 | 310 | 44 | 6 | 31 | 26 | 0.03 | 0.03 | 270 | 2 | 42 | 0.1 | ND | 8.1
| 24697 | 978 | Hutton Sandstone | 1985-01-29 | 376 | 610 | 8 | 195 | 252 | 331.99 | 44 | 6 | 37 | 25 | 0.01 | 0.01 | 305 | 1 | 42 | 0.1 | ND | 10
| 24697 | 978 | Hutton Sandstone | 1973-01-12 |  | 530 | 8 | 175 | 221 | 242.32 | 5.7 |  | 15.2 | 33.3 |  |  | 268.4 |  | 55 | 0.15 |  | 1
| 93460 | 978 | Hutton Sandstone | 2006-02-28 | 490 | 449 | 8 | 138 | 199 | 262.88 | 43 | 7 | 22 | 20 | ND | ND | 240 | 1 | 28 | 0.2 | ND | 4.6 | ND
| 93460 | 978 | Hutton Sandstone | 1998-08-04 | 505 | 465 | 8 | 138 | 198 | 246.38 | 43.5 | 7 | 24 | 19 | 0.02 | 0.03 | 240 | 1 | 28 | 0.2 | ND | 4.8 | 0.02
| 93612 | 978 | Hutton Sandstone | 1999-08-11 | 348 | 465 | 8 | 131 | 157 | 267.72 | 42.5 | 12 | 22.5 | 18 | ND | ND | 185 | 3 | 48 | 0.2 | ND | 8.1 | ND
| 93612 | 978 | Hutton Sandstone | 2009-05-07 | 359 | 460 | 7 | 119 | 158 | 263 | 45 | 9 | 21 | 16 | ND | 0.03 | 192 | ND | 46 | 0.13 | ND | 8.7 | ND
| 118268 | 978 | Hutton Sandstone | 2009-07-16 | 456 | 569 | 8 | 173 | 214 | 301 | 46 | 7 | 28 | 25 | ND | 0.03 | 259 | 1 | 41 | 0.14 | ND | 7 | ND
| 118268 | 978 | Hutton Sandstone | 2006-02-09 | 456 | 526 | 8 | 180 | 221 | 304 | 45 | 6 | 28 | 27 | ND | ND | 266 | 2 | 41 | 0.2 | ND | 6.5 | ND
| 118525 | 978 | Hutton Sandstone | 2006-07-17 | 468 | 451 | 7 | 118 | 178 | 259 | 47 | 9 | 20 | 16 | ND | ND | 216 | ND | 30 | 0.1 | ND | 7.3 | 0.07
| 11660 | 978 | Undifferentiated Injune Creek Group | 1952-02-28 |  | ND |  | 69 | 160 | ND | 93 |  | 15.7 | 7.2 |  |  | ND | 96 | 77.2 | 0.1 |  | ND
| 17949 | 978 | Undifferentiated Injune Creek Group | 1969-09-22 |  | 710 | 8 | 129 | 180 | 385.42 | 101 |  | 32 | 12 |  |  | 220 |  | 85 | 0.25 |  | 47
| 3132 | 978 | undifferentiated aquifer | 1969-09-19 | 446 | 510 | 8 | ND | 210 | ND | 116 |  | 2 | 1 |  |  | 256 |  | 45 | 0.3
| 123 | 978 | undifferentiated aquifer | 1976-06-10 | 507 | 670 | 8 | 2202 | 5690 | 9577.36 | 1839.3 | 586 | 460.5 | 255.4 |  |  | 6902.3 | 18 | 2412.3 | 0.1 | ND | 576.4
| 123 | 978 | undifferentiated aquifer | 1966-01-01 | 2200 | 660 | 8 | 180 | 270 | 423.75 | 87 | 16 | 60 | 7.3 |  |  | 329 |  | 68 | 0.18 |  | 23
| 299 | 978 | undifferentiated aquifer | 2008-04-29 | 287 | 744 | 8 | ND | 275 | 425 | 167 | 1 | 1.9 | 0.1 | 0.02 | 0.01 | 322 | 7 | 44 | 0.1 | ND | 29 | ND
| 299 | 978 | undifferentiated aquifer | 1972-07-12 |  | 730 | 8 | 31 | 315 | 471.01 | 184 |  | 4 | 5 |  |  | 384 |  | 60 | 0.2 |  | 29
| 299 | 978 | undifferentiated aquifer | 1987-04-06 | 285 | 720 | 8 | ND | 276 | 430.8 | 170 | 1 | 2.1 | ND | ND | ND | 325 | 6 | 46 | 0.2 | 1 | 29
| 361 | 978 | undifferentiated aquifer | 1987-01-01 |  | 2450 | 8 | 200 | 395 | 1600 | 500 | 20 | 35 | 28 | 0.34 | ND | 475 | 4 | 345 | 1 | 2 | 405
| 362 | 978 | undifferentiated aquifer | 1984-05-01 | 701 | 520 | 8 | 75 | 165 | 304.37 | 71 | 16 | 15 | 9 | 0.03 | 0.19 | 200 | 1 | 56 | 0.1 | ND | 14
| 1039 | 978 | undifferentiated aquifer | 2008-04-28 | 479 | 568 | 7 | 162 | 211 | 320 | 55 | 9 | 27 | 23 | ND | 0.03 | 257 | ND | 42 | 0.1 | ND | 17.3 | 0.03
| 1039 | 978 | undifferentiated aquifer | 1969-09-19 | 573 | 610 | 7 | 186 | 221 | ND | 76 |  | 15 | 36 |  |  | 269 |  | 65 | 0.25 |  | 35
| 1042 | 978 | undifferentiated aquifer | 1983-11-09 | 42 | 1000 | 8 | 145 | 120 | 506.09 | 125 | 3 | 20 | 23 | 0.04 | 0.05 | 145 | 1 | 205 | 0.2 | ND | 20
| 1042 | 978 | undifferentiated aquifer | 1969-11-14 |  | 1050 | 8 | 14 | 250 | 643.17 | 243 |  | 4 | 1 |  |  | 305 |  | 105 | 0.2 | ND | 140
| 1042 | 978 | undifferentiated aquifer | 1988-09-17 | 261 | 1000 | 8 | 11 | 258 | 627.44 | 225 | 1 | 4 | 0.2 | ND | ND | 310 | 2 | 92 | 0.1 | ND | 135 | ND
| 1046 | 978 | undifferentiated aquifer | 1969-09-20 | 361 | 1500 | 8 | 254 | 175 | 793.08 | 208 |  | 72 | 18 |  |  | 213 |  | 345 | 0.35 |  | 45
| 1047 | 978 | undifferentiated aquifer | 1969-09-22 | 479 | 590 | 8 | 215 | 255 | ND | 60 |  | 22 | 39 |  |  | 311 |  | 50 | 0.2 |  | 18
| 1047 | 978 | undifferentiated aquifer | 2008-04-28 | 479 | 537 | 8 | 151 | 197 | 306 | 53 | 9 | 25 | 22 | ND | ND | 237 | 2 | 38 | 0.1 | ND | 22 | ND
| 1047 | 978 | undifferentiated aquifer | 2006-07-20 |  | 533 | 7 | 153 | 204 | 301 | 51 | 8 | 25 | 22 | ND | ND | 248 | ND | 36 | 0.1 | ND | 16.7 | 0.02
| 1049 | 978 | undifferentiated aquifer | 2008-04-28 | 570 | 577 | 7 | 167 | 212 | 323 | 54 | 10 | 27 | 24 | ND | 0.05 | 258 | ND | 43 | 0.1 | ND | 18.9 | 0.08
| 1049 | 978 | undifferentiated aquifer | 1969-09-21 |  | 680 | 8 | 221 | 265 | ND | 59 |  | 62 | 16 |  |  | 323 |  | 65 | 0.85 |  | ND
| 1054 | 978 | undifferentiated aquifer | 1990-08-09 |  | 552 | 7 | 194 | 231 | 326.64 | 52.5 | 8 | 31.4 | 28.2 | ND | 0.03 | 281.4 | ND | 43 | 0.17 | ND | 7.7
| 1432 | 978 | undifferentiated aquifer | 1986-08-12 | 127 | ND | 7 | 119 | ND | 1408.14 | 1300 | 47 | 34.5 | 8 | 4.7 | 0.04 | 12 | ND | ND | ND | ND | ND
| 1438 | 978 | undifferentiated aquifer | 1983-04-10 |  | 800 | 8 | ND | 276 | 466.55 | 180 | 1 | 3 | ND | 0.08 | ND | 330 | 3 | 83 | 0.4 | 2 | 10
| 1438 | 978 | undifferentiated aquifer | 1957-08-08 | 609 | ND | 8 | 133 | 170 | 370.4 | 94.4 |  | 27.2 | 15.7 |  |  | ND | 102 | 78.7 |  |  | 52.9
| 1835 | 978 | undifferentiated aquifer | 1969-09-21 |  | 630 | 8 | 103 | 215 | 349.98 | 101 |  | 28 | 8 |  |  | 262 |  | 60 | 0.15 |  | 24
| 1839 | 978 | undifferentiated aquifer | 1969-09-22 |  | 2200 | 8 | 232 | 200 | 1571.64 | 455 |  | 50 | 26 |  |  | 244 |  | 170 | 0.67 |  | 750
| 1897 | 978 | undifferentiated aquifer | 1966-06-22 |  | 1500 | 8 | 256 | 112 | 1006.36 | 251 |  | 84.8 | 10.7 |  |  | 137 |  | 204 | 0.5 |  | 388
| 1904 | 978 | undifferentiated aquifer | 1969-09-25 |  | 615 | 8 | ND | 195 | ND | 149 |  | ND | ND | ND |  | 238 | ND | 75 | 0.3 |  | 23
| 3128 | 978 | undifferentiated aquifer | 1971-01-01 |  | 680 | 8 | 150 | 276 | 361.61 | 92 |  | 42 | 11 |  |  | 336 |  | 50 | 1.4 |  | ND
| 3128 | 978 | undifferentiated aquifer | 1971-01-01 |  | 670 | 8 | 150 | 276 | 361.61 | 92 |  | 42 | 11 |  |  | 336 |  | 50 | 1.4 |  | ND
| 3129 | 978 | undifferentiated aquifer | 1966-01-01 | 792 | 560 | 8 | 149 | 221 | 325.06 | 74 |  | 30 | 18 |  |  | 270 |  | 50 | 0.3 |  | 20
| 3133 | 978 | undifferentiated aquifer | 1985-07-05 |  | 2100 | 7 | 659 | 502 | 1144.87 | 180 | 1 | 99 | 100 | 0.02 | 0.01 | 610 | 1 | 375 | 0.3 | 5 | 52
| 3135 | 978 | undifferentiated aquifer | 1964-06-08 | 596 | ND | 8 | ND | 179 | 242.1 | 100.1 |  | 2.9 | ND |  |  | ND | 107 | 31.5 | 0.3 |  | ND
| 3144 | 978 | undifferentiated aquifer | 1996-04-16 | 21 | 482 | 9 | ND | 183 | 301.97 | 115.4 | 1 | 0.8 | ND | ND | ND | 207.4 | 8 | 45.1 | 0.15 | ND | 9.6 | ND
| 3147 | 978 | undifferentiated aquifer | 1966-01-01 |  | 420 | 9 | ND | 186 | 257.15 | 103 | 5 | 1.6 | ND |  |  | 227 |  | 32 | 0.33 |  | 3.6
| 3584 | 978 | undifferentiated aquifer | 2009-05-20 | 448 | 664 | 9 | ND | 276 | 399 | 159 | 1 | 1 | ND | 0.07 | ND | 322 | 8 | 44 | 0.14 | ND | 11.1 | ND
| 3584 | 978 | undifferentiated aquifer | 1991-09-03 | 448 | 690 | 8 | ND | 278 | 409.81 | 164 | 2 | 1.5 | ND | 0.03 | ND | 325.9 | 6 | 45.9 | 0.19 | 3 | 12
| 3584 | 978 | undifferentiated aquifer | 1990-08-10 |  | 663 | 8 | ND | 288 | 427.56 | 168 | 7 | 1.5 | ND | ND | ND | 337.8 | 7 | 50.4 | 0.13 | ND | 10.5
| 3584 | 978 | undifferentiated aquifer | 2005-07-08 | 330 | 673 | 9 | ND | 280 | 399 | 157 | 1 | 1.5 | 0.1 | 0.05 | ND | 325 | 8 | 43 | 0.1 | ND | 11.1 | ND
| 3584 | 978 | undifferentiated aquifer | 1972-07-14 |  | 690 | 8 | 14 | 315 | 449.31 | 183 |  | 4 | 1 |  |  | 348 | 18 | 60 | 0.2 |  | 12
| 3584 | 978 | undifferentiated aquifer | 1966-01-01 |  | 620 | 8 | ND | 280 | 390.31 | 163 |  | 2.4 | ND |  |  | 342 |  | 48 | 0.25 |  | 8.5
| 3584 | 978 | undifferentiated aquifer | 1987-04-04 | 448 | 670 | 8 | ND | 287 | 406.52 | 160 | 1 | 1.5 | ND | 0.04 | ND | 340 | 5 | 45 | 0.2 | ND | 11
| 3586 | 978 | undifferentiated aquifer | 1985-03-08 |  | 420 | 8 | 45 | 180 | 261.82 | 72 | 10 | 16 | 1.3 | 0.06 | 0.04 | 215 | 2 | 23 | 0.2 | ND | 7.8
| 3586 | 978 | undifferentiated aquifer | 1969-11-19 | 217 | 590 | 8 | 160 | 230 | 322.17 | 72 |  | 26 | 23 |  |  | 281 |  | 55 | ND |  | 8
| 3586 | 978 | undifferentiated aquifer | 2008-05-01 | 713 | 597 | 8 | 161 | 219 | 332 | 61 | 11 | 24 | 25 | ND | ND | 264 | 2 | 52 | 0.12 | ND | 8.3 | ND
| 3589 | 978 | undifferentiated aquifer | 1987-04-06 | 420 | 530 | 8 | 161 | 211 | 299.92 | 46 | 7 | 28 | 22 | 0.04 | ND | 255 | 1 | 45 | 0.2 | ND | 7.6
| 3589 | 978 | undifferentiated aquifer | 2009-06-04 | 421 | 571 | 8 | 175 | 217 | 303 | 47 | 8 | 30 | 25 | ND | ND | 262 | 1 | 46 | 0.13 | ND | 5.1 | ND
| 3590 | 978 | undifferentiated aquifer | 1969-08-03 | 303 | 630 | 8 | 219 | 271 | 360.56 | 63 |  | 48 | 24 |  |  | 330 |  | 55 | 0.3 |  | 8
| 3593 | 978 | undifferentiated aquifer | 1969-11-19 | 618 | 580 | 8 | 141 | 210 | 319.98 | 74 |  | 48 | 5 |  |  | 256 |  | 55 | 0.1 |  | 12
| 3597 | 978 | undifferentiated aquifer | 1969-11-18 | 683 | 2330 | 8 | 385 | 210 | 1546.53 | 382 |  | 62 | 56 |  |  | 256 |  | 130 | 0.65 |  | 790
| 3598 | 978 | undifferentiated aquifer | 2008-04-30 | 487 | 531 | 8 | 164 | 202 | 285 | 44 | 7 | 26 | 24 | ND | ND | 245 | 1 | 37 | 0.12 | ND | 6.4 | 0.03
| 3598 | 978 | undifferentiated aquifer | 1969-11-20 |  | 520 | 8 | 170 | 215 | 291.88 | 54 |  | 40 | 17 |  |  | 262 |  | 50 | 0.05 |  | 2
| 3600 | 978 | undifferentiated aquifer | 2008-05-01 | 642 | 620 | 8 | 174 | 242 | 354 | 62 | 12 | 33 | 22 | 0.06 | ND | 293 | 1 | 47 | 0.12 | ND | 6.9 | 0.01
| 3601 | 978 | undifferentiated aquifer | 1988-02-02 | 514 | 470 | 8 | 138 | 186 | 271.67 | 44 | 7 | 23 | 19.5 | 0.02 | 0.02 | 225 | 1 | 41 | 0.1 | ND | 8.1
| 3602 | 978 | undifferentiated aquifer | 1969-11-15 |  | 710 | 8 | 234 | 305 | 392.11 | 71 |  | 54 | 24 |  |  | 372 |  | 60 | 0.2 |  | ND
| 3602 | 978 | undifferentiated aquifer | 1966-07-06 | 600 | 470 | 8 | 138 | 217 | 293.63 | 54.5 | 16 | 38.4 | 10.2 |  |  | 225 | 19 | 44 | 0.2
| 3604 | 978 | undifferentiated aquifer | 1967-06-06 | 589 | 500 | 7 | 162 | 216 | 287.91 | 60 |  | 27 | 23 |  |  | 264 |  | 44 | 0.1 |  | 4
| 3604 | 978 | undifferentiated aquifer | 1969-09-25 | 589 | 520 | 8 | 143 | 226 | ND | 66 |  | 36 | 13 |  |  | 275 |  | 45 | 0.25 |  | 1
| 3604 | 978 | undifferentiated aquifer | 2008-05-01 | 602 | 547 | 8 | 153 | 218 | 312 | 55 | 10 | 27 | 21 | ND | ND | 264 | 1 | 37 | 0.11 | ND | 7.4 | ND
| 3605 | 978 | undifferentiated aquifer | 2009-07-17 | 439 | 541 | 8 | 152 | 206 | 293 | 49 | 8 | 26 | 21 | ND | ND | 243 | 4 | 36 | 0.14 | ND | 7.4 | ND
| 3605 | 978 | undifferentiated aquifer | 1987-04-05 | 438 | 500 | 8 | 145 | 210 | 290 | 48 | 8 | 25 | 20 | 0.02 | 0.02 | 255 | 1 | 37 | 0.2 | ND | 7.2
| 3605 | 978 | undifferentiated aquifer | 1965-10-13 | 439 | 435 | 9 | 135 | 160 | ND | 68 |  | 26 | 17 |  |  | 195 |  | 44 | 0.75 | 22 | 4
| 3623 | 978 | undifferentiated aquifer | 2009-06-04 | 260 | 575 | 8 | 175 | 218 | 304 | 48 | 8 | 30 | 25 | ND | ND | 264 | 1 | 46 | 0.13 | ND | 5.1 | ND
| 3623 | 978 | undifferentiated aquifer | 1969-08-03 |  | 540 | 8 | 156 | 216 | 307.52 | 67 |  | 26 | 22 |  |  | 263 |  | 55 | 0.2 |  | 8
| 3623 | 978 | undifferentiated aquifer | 1987-04-06 | 302 | 540 | 8 | 165 | 210 | 310 | 50 | 8 | 29 | 22 | 0.03 | ND | 255 | 1 | 47 | 0.2 | 1 | 10
| 3623 | 978 | undifferentiated aquifer | 1965-10-14 | 261 | ND |  | 164 | 214 | 314.58 | 64 |  | 41 | 15 |  |  | 261 |  | 56 | 0.25 |  | 10
| 4068 | 978 | undifferentiated aquifer | 1969-11-18 | 304 | 740 | 10 | ND | 245 | 412.14 | 166 |  | 4 |  |  |  | 79 | 108 | 75 | 0.3 |  | 20
| 4172 | 978 | undifferentiated aquifer | 1969-09-24 |  | 450 | 8 | 140 | 165 | 264.18 | 56 |  | 15 | 25 |  |  | 201 |  | 65 | 0.35 |  | 4
| 4214 | 978 | undifferentiated aquifer | 1988-07-24 | 210 | 800 | 9 | 21 | 286 | 494.91 | 175 | 2 | 6.7 | 0.8 | 0.07 | 0.01 | 330 | 9 | 69 | 0.1 | ND | 49 | 0.01
| 4214 | 978 | undifferentiated aquifer | 1987-04-15 | 210 | 495 | 8 | 148 | 174 | 281.57 | 43 | 7 | 26 | 20 | 0.03 | ND | 210 | 1 | 51 | 0.2 | ND | 11 | 0.03
| 4214 | 978 | undifferentiated aquifer | 1968-03-31 |  | 560 | 7 | 144 | 169 | 258.9 | 50 |  | 26 | 19 |  |  | 205 |  | 58 | 0.1 |  | 5
| 4214 | 978 | undifferentiated aquifer | 1990-08-09 | 210 | 770 | 8 | 21 | 294 | 495.52 | 180 | 2 | 6.7 | 0.9 | 0.01 | 0.03 | 350 | 4 | 60 | 0.1 | ND | 47.5 | ND
| 4214 | 978 | undifferentiated aquifer | 2009-04-23 | 203 | 813 | 8 | 20 | 283 | 485 | 179 | 2 | 6.6 | 1 | 0.02 | 0.03 | 336 | 4 | 57 | 0.11 | ND | 49 | 0.01
| 4443 | 978 | undifferentiated aquifer | 1969-11-16 | 708 | 490 | 8 | 134 | 205 | 280.03 | 65 |  | 24 | 18 |  |  | 250 |  | 50 | 0.1
| 4444 | 978 | undifferentiated aquifer | 1969-11-15 | 530 | 540 | 8 | 158 | 226 | 305.42 | 63 |  | 42 | 13 |  |  | 275 |  | 50 | 0.2 |  | 2
| 4444 | 978 | undifferentiated aquifer | 2008-05-01 | 568 | 587 | 8 | 152 | 216 | 321 | 60 | 10 | 23 | 23 | ND | ND | 261 | 2 | 46 | 0.13 | ND | 7.2 | ND
| 4445 | 978 | undifferentiated aquifer | 1969-11-16 |  | 950 | 9 | 31 | 290 | ND | 209 |  | 6 | 4 |  |  | 244 | 54 | 90 | 0.45 |  | 64
| 4446 | 978 | undifferentiated aquifer | 1969-11-16 | 487 | 600 | 8 | 31 | 185 | ND | 127 |  | 6 | 4 |  |  | 226 |  | 80 | 0.14 |  | 7
| 4448 | 978 | undifferentiated aquifer | 2009-08-19 | 610 | 567 | 8 | 157 | 224 | 310 | 55 | 8 | 29 | 20 | ND | ND | 272 | 1 | 38 | 0.15 | 5 | 3.3 | 0.02
| 4470 | 978 | undifferentiated aquifer | 1969-08-04 |  | 605 | 7 | 191 | 256 | ND | 62 |  | 40 | 22 |  |  | 312 |  | 45 | 0.3 |  | 7
| 4472 | 978 | undifferentiated aquifer | 1969-08-05 |  | 645 | 7 | 210 | 271 | ND | 68 |  | 38 | 28 |  |  | 330 |  | 55 | 0.3 |  | 10
| 4474 | 978 | undifferentiated aquifer | 1969-08-05 |  | 700 | 7 | 245 | 321 | ND | 74 |  | 14 | 51 |  |  | 391 |  | 60 | 0.35 |  | ND
| 4477 | 978 | undifferentiated aquifer | 1986-03-25 | 341 | 560 | 8 | 240 | 230 | 430 | 55 | 5 | 27 | 22 | ND | ND | 290 | 2 | 43 | 0.1 | ND | 7
| 4477 | 978 | undifferentiated aquifer | 1969-08-04 |  | 570 | 7 | 153 | 240 | ND | 72 |  | 30 | 19 |  |  | 293 |  | 50 | 0.3 |  | ND
| 4478 | 978 | undifferentiated aquifer | 1969-08-05 |  | 1200 | 8 | ND | 315 | ND | 284 |  | ND | ND |  |  | 384 |  | 130 | 0.3 |  | 115
| 4479 | 978 | undifferentiated aquifer | 2008-04-30 | 364 | 715 | 9 | 158 | 233 | 376 | 87 | 13 | 10 | 32 | 0.06 | ND | 230 | 26 | 82 | 0.16 | ND | 6.8 | ND
| 4479 | 978 | undifferentiated aquifer | 1969-08-05 |  | 610 | 8 | 189 | 250 | ND | 64 |  | 28 | 29 |  |  | 305 |  | 55 | 0.3 |  | ND
| 4481 | 978 | undifferentiated aquifer | 1969-08-06 |  | 590 | 8 | 167 | 225 | ND | 73 |  | 24 | 26 |  |  | 274 |  | 60 | 0.3 |  | 13
| 4481 | 978 | undifferentiated aquifer | 1986-08-21 | 365 | 600 | 8 | 205 | 245 | 340 | 50 | 6 | 35 | 29 | 0.02 | ND | 295 | 2 | 48 | 0.2 | ND | 7.9
| 5004 | 978 | undifferentiated aquifer | 1966-01-01 |  | 480 | 8 | ND | 198 | 267.62 | 111 |  | 3.2 | ND |  |  | 242 |  | 30 | 0.43 |  | 4
| 5148 | 978 | undifferentiated aquifer | 1997-12-15 | 660 | 560 | 8 | 97 | 167 | 343.64 | 73 | 22 | 20 | 11.5 | 0.02 | 0.16 | 200 | 2 | 56 | 0.1 | ND | 36.5 | 0.02
| 5148 | 978 | undifferentiated aquifer | 1937-12-22 |  | ND |  |  | 201 | 358.9 | 147.3 |  | ND | ND |  |  | ND | 120 | 68.6 |  |  | 22.9
| 5148 | 978 | undifferentiated aquifer | 1983-06-10 |  | 560 | 8 | 108 | 167 | 347.54 | 74 | 22 | 22 | 13 |  |  | 200 | 2 | 55 | 0.1 | 1 | 34
| 5148 | 978 | undifferentiated aquifer | 2009-11-19 | 654 | 576 | 8 | 90 | 161 | 338 | 73 | 20 | 18 | 11 | ND | 0.17 | 195 | 1 | 56 | 0.05 | ND | 36 | ND
| 5148 | 978 | undifferentiated aquifer | 1972-07-06 |  | 565 | 8 | 100 | 175 | 350.42 | 99 |  | 30 | 6 |  |  | 214 |  | 70 | 0.2 |  | 40
| 5150 | 978 | undifferentiated aquifer | 2008-04-29 | 438 | 466 | 8 | 136 | 180 | 253 | 42 | 6 | 22 | 20 | ND | ND | 219 | 1 | 30 | 0.11 | ND | 7.6 | ND
| 6322 | 978 | undifferentiated aquifer | 1969-08-06 | 290 | 550 | 7 | 154 | 458 | 439.3 | 65 |  | 22 | 24 |  |  |  | 274 | 40 | 0.3 |  | 14
| 9950 | 978 | undifferentiated aquifer | 1969-11-13 |  | 930 | 8 | 32 | 195 | 556.32 | 198 |  | 8 | 3 |  |  | 238 |  | 85 | 0.3 |  | 145
| 11620 | 978 | undifferentiated aquifer | 2009-11-19 | 408 | 700 | 8 | 191 | 262 | 384 | 73 | 12 | 23 | 32 | ND | ND | 315 | 2 | 56 | 0.18 | ND | 17.7 | ND
| 11620 | 978 | undifferentiated aquifer | 1952-06-05 | 457 | ND |  | 139 | 208 | 298.1 | 68.6 |  | 27.2 | 17.2 |  |  | ND | 124 | 51.5 | 0.6 |  | 8.6
| 11886 | 978 | undifferentiated aquifer | 1969-09-20 |  | 580 | 7 | 18 | 210 | 340.13 | 134 |  | 4 | 2 |  |  | 256 |  | 65 | 0.25 |  | 9
| 12008 | 978 | undifferentiated aquifer | 1969-11-18 |  | 490 | 8 | 167 | 210 | 289.88 | 57 |  | 24 | 26 |  |  | 256 |  | 50 | ND |  | 7
| 12008 | 978 | undifferentiated aquifer | 1969-07-31 |  | 1360 | 8 | ND | 565 | 832.23 | 350 |  | 2 | ND |  |  | 677 | 6 | 140 | 1.35 |  | ND
| 14487 | 978 | undifferentiated aquifer | 1988-10-11 | 452 | 500 | 8 | 150 | 210 | 290 | 48.5 | 7 | 26 | 20.5 | 0.03 | 0.01 | 255 | 1 | 38 | 0.2 | ND | 8.6
| 14487 | 978 | undifferentiated aquifer | 2009-08-18 | 428 | 533 | 8 | 146 | 206 | 293 | 51 | 8 | 25 | 20 | ND | 0.02 | 250 | 1 | 38 | 0.14 | ND | 7.9 | ND
| 15362 | 978 | undifferentiated aquifer | 2009-06-04 | 191 | 743 | 9 | ND | 282 | 428 | 169 | 1 | 1.2 | 0.1 | 0.24 | ND | 329 | 8 | 52 | 0.16 | ND | 17.2 | 0.01
| 15362 | 978 | undifferentiated aquifer | 1988-09-14 | 190 | 690 | 8 | 84 | 285 | 420 | 130 | 1 | 16.5 | 10.5 | 0.01 | 0.01 | 345 | 2 | 52 | 0.1 | 5 | 16.5
| 15362 | 978 | undifferentiated aquifer | 1965-10-14 |  | 732 | 8 | ND | 332 | 473.54 | 189 |  | 3 | 0.1 |  |  | 332 | 36 | 60 | 0.2 |  | 22
| 15606 | 978 | undifferentiated aquifer | 1964-01-10 | 549 | ND | 7 | 152 | 153 | ND | 77.2 |  | 30 | 18.6 |  |  | ND | 92 | 77.2 |  |  | 57.2
| 15606 | 978 | undifferentiated aquifer | 1964-01-10 | 363 | ND | 8 | ND | 186 | ND | 118.7 |  | 2.9 | ND |  |  | ND | 112 | 42.9 | ND |  | 21.5
| 15996 | 978 | undifferentiated aquifer | 1965-09-24 | 548 | 587 | 7 | 166 | 236 | 346.81 | 79 |  | 35.2 | 18.9 |  |  | 288 |  | 72 | 0.1
| 15996 | 978 | undifferentiated aquifer | 2006-07-20 | 549 | 580 | 8 | 157 | 222 | 334 | 59 | 10 | 27 | 22 | ND | ND | 270 | 1 | 42 | 0.1 | ND | 18.5 | 0.01
| 16025 | 978 | undifferentiated aquifer | 1969-08-04 |  | 1050 | 8 | 15 | 310 | ND | 255 |  | 6 | ND |  |  | 378 |  | 110 | 0.3 |  | 100
| 17270 | 978 | undifferentiated aquifer | 1967-09-18 |  | 615 | 8 | 144 | 214 | ND | 97 |  | 33 | 15 |  |  | 261 |  | 72 | 0.2 |  | 38
| 30581 | 978 | undifferentiated aquifer | 2008-04-30 | 225 | 800 | 8 | ND | 270 | 449 | 177 | 1 | 1.4 | 0.1 | 0.04 | 0.01 | 317 | 6 | 63 | 0.1 | ND | 28 | ND
| 69113 | 978 | undifferentiated aquifer | 1985-09-17 | 217 | 800 | 8 | ND | 285 | 500 | 190 | 1 | 2.2 | ND | ND | ND | 335 | 6 | 60 | 0.1 | ND | 56
| 69113 | 978 | undifferentiated aquifer | 2009-06-03 | 216 | 870 | 9 | ND | 283 | 493 | 190 | 1 | 1.5 | ND | 0.02 | ND | 330 | 8 | 58 | 0.12 | ND | 56 | ND
| 69113 | 978 | undifferentiated aquifer | 2005-07-07 | 216 | 838 | 8 | ND | 288 | 499 | 191 | 1 | 2.4 | 0.1 | ND | ND | 339 | 6 | 58 | 0.1 | ND | 57 | ND
| 69898 | 978 | undifferentiated aquifer | 1993-12-13 | 348 | 572 | 8 | 188 | 232 | 311.18 | 45.6 | 6 | 30.1 | 27.5 | ND | 0.03 | 278.6 | 2 | 39.8 | 0.16 | ND | 5.4
| 69898 | 978 | undifferentiated aquifer | 2009-07-14 | 348 | 587 | 8 | 190 | 226 | 307 | 44 | 6 | 29 | 28 | ND | 0.02 | 274 | 1 | 40 | 0.14 | ND | 5.9 | 0.01
| 69957 | 978 | undifferentiated aquifer | 1995-01-12 |  | 455 | 8 | 134 | 202 | 269.27 | 46 | 8 | 23 | 18.5 | ND | ND | 240 | 3 | 29.5 | 0.2 | ND | 4.9 | ND
| 93353 | 978 | undifferentiated aquifer | 2009-07-28 | 369 | 626 | 8 | 207 | 240 | 325 | 48 | 7 | 33 | 30 | ND | 0.02 | 291 | 1 | 47 | 0.17 | ND | ND | 0.01
| 93461 | 978 | undifferentiated aquifer | 1998-07-21 | 520 | 485 | 7 | 142 | 189 | 276.96 | 45.5 | 8 | 23 | 20.5 | 0.02 | 0.04 | 230 | ND | 39.5 | 0.1 | ND | 7.4 | 0.11
| 93461 | 978 | undifferentiated aquifer | 2009-07-27 | 520 | 504 | 7 | 141 | 181 | 272 | 45 | 8 | 23 | 20 | ND | 0.03 | 220 | ND | 40 | 0.12 | ND | 8.4 | 0.04
| 93461 | 978 | undifferentiated aquifer | 2001-10-25 |  | 483 | 8 | 144 | 185 | 274.26 | 46.7 | 6 | 23.4 | 20.8 | ND | 0.03 | 224.1 | 1 | 40.1 | 0.13 | ND | 8.4 | 0.07
| 1041 | 978 | Warang Sandstone | 1966-06-22 |  | 590 | 8 | 194 | 225 | ND | 51 | 16 | 53.6 | 14.6 |  |  | 274 |  | 64 | 0.82 |  | 11
| 1041 | 978 | Warang Sandstone | 2008-04-28 | 875 | 665 | 8 | 187 | 231 | 363 | 57 | 16 | 32 | 26 | ND | 0.02 | 279 | 1 | 60 | 0.74 | ND | 9.4 | ND
| 1041 | 978 | Warang Sandstone | 1969-09-21 |  | 680 | 8 | 221 | 265 | ND | 59 |  | 62 | 16 |  |  | 323 |  | 65 | 0.85 |  | ND
DST | 50035* | 984 | Bandanna Formation | 1993-11-21 | 1449 | 3200 | 8.4 | 20 | 895 | 1834 | 810 | 2 | 6.7 | 0.7 |  |  | 1047.9 | 22.5 | 526 |  | ND | 4.5 |  | Aberfoyle 1A
DST | 50035* | 984 | Bandanna Formation | 1993-11-25 | 1449 | 4740 | 7.5 | 65 | 824 | 2756 | 900 | 17 | 20 | 3.6 |  |  | 1006.3 |  | 998 |  | 0.1 | 8.8 |  | Aberfoyle
DST | 50035* | 984 | Bandanna Formation | 1993-11-24 | 1410 | 5000 | 7.6 | 118 | 1026 | 2914 | 1048 | 31 | 32 | 9.2 |  |  | 1252.4 |  | 1018 |  | 0.1 | 9.6 |  | Aberfoyle
DST | 50035* | 984 | Bandanna Formation | 1993-11-23 | 1398 | 3350 | 8.3 | 28 | 1011 | 1922 | 761 | 28 | 8.6 | 1.6 |  |  | 1204.3 |  | 443 |  | 0.1 | 12 |  | Aberfoyle
DST | 50035* | 984 | Bandanna Formation | 1993-11-22 | 1410 | 9640 | 7.4 | 339 | 864 | 5852 | 1940 | 42 | 45 | 55 |  |  | 1079.7 |  | 2583 |  | 0.9 | 29 |  | Aberfoyle
DST | 50035* | 984 | Bandanna Formation | 1993-11-21 | 1449 | 16200 | 6.9 | 579 | 823 | 10381 | 3200 | 4.8 | 100 | 80 |  |  | 1029.4 |  | 5158 |  | 2.8 | 47 |  | Aberfoyle
DST | 62599* | 984 | Betts Creek Beds |  | 1140.94 |  |  |  |  | 28049 | 503 | 14900 | 284 | 18 |  |  | 191 | 10 | 15000 |  |  | 110 |  | Solomon-2 | Water Quality data not in QDEX
DST | 50035* | 984 | Colinlea Sandstone or Jochmus Formation | 1993-11-12 | 1463 | 565 | 6.7 | 39 | 176 | 312 | 120 | 8.4 | 11 | 2.8 |  |  | 215.4 |  | 60 |  | 0.1 | 21 |  | Aberfoyle
| 69471 | 984 | Hooray Sandstone | 1988-06-06 | 60 | 400 | 9 | 32 | 47 | 194.5 | 48 | 14 | 6 | 4.1 | 0.06 | 0.01 | 57 | ND | 69 | 0.1 | ND | 12
| 1011 | 984 | Ronlow Beds | 1972-08-06 |  | 540 | 7 | 31 | 55 | 295.09 | 105 |  | 6 | 4 |  |  | 67 |  | 140 | 0.15 |  | 7
| 3296 | 984 | Ronlow Beds | 1966-06-30 |  | 550 | 8 | ND | 150 | 320.48 | 127 |  | 3.2 | ND |  |  | 183 |  | 84 | 0.3 |  | 16
| 3296 | 984 | Ronlow Beds | 1969-09-16 |  | 2000 | 8 | 40 | 200 | 1118.92 | 423 |  | 16 | ND |  |  | 244 |  | 475 | 0.95 |  | 84
| 3296 | 984 | Ronlow Beds | 1969-12-19 |  | 2000 | 8 | 40 | 200 | ND | 423 |  | 16 | ND |  |  | 244 |  | 475 | 0.95 |  | 84
| 3296 | 984 | Ronlow Beds | 1966-01-01 |  | 550 | 8 | ND | 150 | 320.48 | 127 |  | 3.2 | ND |  |  | 183 |  | 84 | 0.3 |  | 16
| 13822 | 984 | Ronlow Beds | 1969-08-23 |  | 3450 |  | 169 | 125 | 1916.93 | 687 |  | 25 | 26 |  |  | 153 |  | 1060 | 0.7 |  | 43
| 13822 | 984 | Ronlow Beds | 1959-02-18 |  | ND |  | 161 | 170 | 2035.6 | 739.3 |  | 50.1 | 8.6 |  |  | ND | 102 | 1135.4 | 0.7 |  | ND
| 17283 | 984 | Ronlow Beds | 1969-08-23 |  | 795 | 7 | 90 | 56 | 421.59 | 131 |  | 8 | 17 |  |  | 68 |  | 215 | 0.15 |  | 17
| 1442 | 984 | undifferentiated aquifer | 1972-06-22 |  | 1000 | 8 | 24 | 496 | 640.58 | 264 |  | 3 | 4 |  |  | 605 |  | 72 | 0.1 |  | ND
| 1901 | 984 | undifferentiated aquifer | 1969-09-25 |  | 850 | 8 | ND | 180 | ND | 192 |  | 4 | ND | ND |  | 195 | 12 | 155 | 0.4 | ND | 27
| 1906 | 984 | undifferentiated aquifer | 1988-10-06 |  | 560 | 8 | ND | 170 | 340 | 125 | 2 | 1.7 | ND | 0.08 | 0.02 | 205 | 1 | 73 | 0.2 | ND | 19.5
| 1906 | 984 | undifferentiated aquifer | 1969-09-25 |  | 1160 | 9 | ND | 245 | ND | 278 |  | ND | ND | ND |  | 128 | 84 | 225 | 0.9 |  | 40
| 3300 | 984 | undifferentiated aquifer | 1969-09-16 |  | 1350 | 8 | 50 | 180 | 729.57 | 270 |  | 7 | 8 |  |  | 220 |  | 290 | 0.4 |  | 46
| 3301 | 984 | undifferentiated aquifer | 1969-09-16 |  | 1700 | 7 | 112 | 161 | 927.77 | 327 |  | 12 | 20 |  |  | 196 |  | 455 | 1.4 | ND | 16
| 3315 | 984 | undifferentiated aquifer | 1969-08-24 |  | 3600 | 7 | 162 | 185 | 2085.02 | 749 |  | 50 | 9 |  |  | 226 |  | 1060 | 0.9 | ND | 105
| 3318 | 984 | undifferentiated aquifer | 1969-08-24 |  | 4250 | 8 | 221 | 185 | 2522.92 | 896 |  | 80 | 5 |  |  | 226 |  | 1340 | 0.8 | ND | 90
| 3330 | 984 | undifferentiated aquifer | 1982-08-18 |  | 2450 | 8 | 719 | 265 | 1344.74 | 240 | 0 | 90 | 120 |  |  | 320 | 2 | 580 | 0.2 | ND | 155
| 3331 | 984 | undifferentiated aquifer | 2003-12-03 | 616 | 485 | 8 | 58 | 142 | 291.03 | 72.2 | 17 | 11.3 | 7.2 | ND | 0.09 | 172.2 | 1 | 58 | 0.11 | ND | 15.6 | ND
| 3333 | 984 | undifferentiated aquifer | 1989-09-05 | 419 | 520 | 8 | ND | 209 | 332.7 | 125 | 1 | 1.9 | 0.1 | 0.07 | 0.01 | 250 | 2 | 49 | 0.7 | 3 | 11
| 4669 | 984 | undifferentiated aquifer | 1972-11-03 |  | 530 | 8 | 25 | 135 | 309.2 | 98 |  | 5 | 3 |  |  |  | 81 | 122 | 0.2 |  | ND
| 4674 | 984 | undifferentiated aquifer | 1972-01-01 |  | 480 | 8 | 20 | 66 | 248.03 | 92 |  | 3 | 3 |  |  | 81 |  | 110 | 0.2 |  | ND
| 5606 | 984 | undifferentiated aquifer | 1966-07-07 | 429 | 3100 | 8 | 520 | 105 | 1857.49 | 505 |  | 160 | 29.2 |  |  | 128 |  | 1000 | 0.35 |  | 100
| 5845 | 984 | undifferentiated aquifer | 1969-09-16 |  | 1550 | 9 | 17 | 185 | 887.69 | 340 |  | 2 | 3 |  |  | 140 | 42 | 355 | 0.85 |  | 76
| 7565 | 984 | undifferentiated aquifer | 1972-07-03 |  | 520 | 8 | 26 | 88 | 269.81 | 99 |  | 4 | 4 |  |  | 107 |  | 106 | 0.2 |  | 4
| 9312 | 984 | undifferentiated aquifer | 1969-12-18 |  | 2180 | 7 | 60 | 160 | 1136.48 | 422 |  | 9 | 9 |  |  | 195 |  | 515 | 0.6 |  | 85
| 9312 | 984 | undifferentiated aquifer | 1972-07-04 |  | 1300 | 8 | 13 | 184 | 671.44 | 264 |  | 2 | 2 |  |  | 224 |  | 264 | 0.3 |  | 29
| 9312 | 984 | undifferentiated aquifer | 1972-11-03 |  | 1300 | 8 | 13 | 184 | ND | 264 |  | 2 | 2 |  |  | 224 |  | 264 | 0.3 |  | 29
| 11698 | 984 | undifferentiated aquifer | 1956-03-26 |  | ND |  | 93 | 268 | ND | 975.3 |  | 30 | 4.3 |  |  | ND | 160 | 1311.3 | 0.9 |  | 98.7
| 11698 | 984 | undifferentiated aquifer | 1956-03-26 |  | ND |  | 82 | 253 | ND | 971 |  | 25.7 | 4.3 |  |  | ND | 152 | 1314.2 | 0.85 |  | 88.7
| 11773 | 984 | undifferentiated aquifer | 1953-10-02 | 412 | ND | 8 | ND | 220 | 341.3 | 140.1 |  | 1.4 | ND |  |  | ND | 132 | 60.1 | 0.9 |  | 7.2
| 12600 | 984 | undifferentiated aquifer | 1955-06-16 | 488 | ND |  | 42 | 170 | 372 | 133 |  | 14.3 | 1.4 |  |  | ND | 102 | 88.7 | 0.2 |  | 32.9
| 13025 | 984 | undifferentiated aquifer | 1957-05-20 | 318 | ND |  | 36 | 136 | 419.1 | 153 |  | 14.3 | ND |  |  | ND | 82 | 157.3 | 0.1 |  | 12.9
| 13432 | 984 | undifferentiated aquifer | 1957-12-17 |  | ND |  | 19 | 93 | 375 | 144.4 |  | 2.9 | 2.9 |  |  | ND | 56 | 168.7 | 0.3 |  | ND
| 13644 | 984 | undifferentiated aquifer | 1958-09-02 |  | ND |  | 40 | 38 | 270.5 | 90.1 |  | 4.3 | 7.2 |  |  | ND | 23 | 120.1 | 0.2 |  | 25.7
| 13731 | 984 | undifferentiated aquifer | 1958-10-22 |  | ND |  | 26 | 198 | 704.6 | 266 |  | 5.7 | 2.9 |  |  | ND | 119 | 231.7 | 2.4 |  | 77.2
| 14083 | 984 | undifferentiated aquifer | 1969-09-16 |  | 540 | 8 | 21 | 115 | 285.04 | 109 |  | 5 | 2 |  |  | 140 |  | 100 | 0.2
| 14083 | 984 | undifferentiated aquifer | 1969-12-19 |  | 540 | 8 | 21 | 115 | ND | 109 |  | 5 | 2 |  |  | 140 |  | 100 | 0.2
| 14083 | 984 | undifferentiated aquifer | 1966-02-16 |  | 535 | 7 | 16 | 156 | 350.72 | 138 |  | 3 | 2 |  |  | 190 |  | 104 | 0.3 |  | 10
| 17615 | 984 | undifferentiated aquifer | 1969-08-25 |  | 2760 | 8 | 78 | 140 | 1571.58 | 581 |  | 18 | 8 |  |  | 171 |  | 765 | 0.5 | ND | 115
| 100115 | 984 | undifferentiated aquifer | 1993-11-12 |  | 565 | 7 | 40 | 177 | 329.21 | 120 | 8 | 11 | 2.8 |  |  | 215.4 |  | 60 |  | ND | 21
| 11247 | 984 | Wallumbilla Formation | 1972-08-05 |  | 660 | 8 | 41 | 140 | 341.38 | 124 |  | 8 | 5 |  |  | 171 |  | 120 | 0.3 |  | ND
| 11528 | 984 | Westbourne Formation | 1969-09-16 |  | 1500 | 8 | 45 | 230 | 811.82 | 306 |  | 8 | 6 |  |  | 281 |  | 295 | 0.65 |  | 58
| 43465 | 989 | Adori Sandstone | 1996-10-03 |  | 690 | 8 | 41 | 281 | 394.92 | 140 | 12 | 13.3 | 2 | 1 |  | 318 | 12 | 50 | 0.46 | 2 | 6.4
| 43465 | 989 | Adori Sandstone | 1976-02-24 |  | 5600 | 8 | 142 | 165 | 3479.61 | 1200 | 9 | 50 | 4 |  |  | 192 | 4 | 1260 | 0.6 | 1 | 856
| 43465 | 989 | Adori Sandstone | 1976-01-22 |  | 675 | 8 | 48 | 283 | 378.87 | 134 | 9 | 17 | 1.2 |  |  | 341 | 2 | 46 | 0.5 |  | 2.4
| 43465 | 989 | Adori Sandstone | 1976-01-22 |  | 690 | 8 | 58 | 288 | 385.92 | 134 | 8 | 21 | 1.2 |  |  | 347 | 2 | 46 | 0.5 |  | 2.4
| 51801 | 989 | Adori Sandstone | 1990-03-13 | 1102 | 666 | 8 | ND | 332 | 465.66 | 171 | 4 | 2.9 | ND | 0.05 | ND | 389.4 | 8 | 28.9 | 1.84 | ND | 4
| 51801 | 989 | Adori Sandstone | 2010-02-26 | 1102 | 700 | 8 | ND | 319 | 448 | 163 | 3 | 3.2 | ND | 0.03 | ND | 376 | 6 | 28 | 1.8 | ND | 2.2 | ND
| 51801 | 989 | Adori Sandstone | 2003-08-12 | 1080 | 678 | 8 | ND | 323 | 441.98 | 161 | 3 | 2.3 | ND | 0.03 | 0.01 | 382.4 | 6 | 29 | 1.86 | ND | 2 | ND
| 51801 | 989 | Adori Sandstone | 1985-05-21 |  | 690 | 8 | ND | 332 | 442.5 | 160 | 3 | 2.7 |  | 0.07 | 0.09 | 395 | 4 | 30 | 1.1 | ND | 3 | ND
| 1320 | 989 | Clematis Sandstone | 1985-10-09 | 1352 | 590 | 8 | 65 | 214 | 363.85 | 96 | 19 | 22 | 2.3 | 0.11 | 0.05 | 250 | 5 | 43.5 | 0.3 | ND | 3.9 | ND
| 1320 | 989 | Clematis Sandstone | 1971-01-22 |  | 590 | 8 | 63 | 240 | 340.37 | 122 |  | 22 | 2 |  |  | 293 |  | 50 | 0.2 |  | 0.1
| 1320 | 989 | Clematis Sandstone | 1971-01-01 |  | 615 | 8 | 85 | 260 | 349.27 | 113 |  | 24 | 6 |  |  | 293 | 12 | 50 | 0.2 |  | ND
| 1321 | 989 | Hutton Sandstone | 1967-02-19 |  | 563 | 8 | 59 | 236 | 343.91 | 120 |  | 12 | 7 |  |  | 288 |  | 48 | 0.3 |  | 15
| 1321 | 989 | Hutton Sandstone | 1966-09-01 |  | 506 | 9 | 23 | 217 | 307.92 | 121 |  | 4 | 3 |  |  | 239 | 12 | 48 | 0.4 |  | 2
| 1322 | 989 | Hutton Sandstone | 1971-01-01 |  | 600 | 8 | 91 | 220 | 315.98 | 96 |  | 28 | 5 |  |  | 268 |  | 55 | 0.2 |  | ND
| 1322 | 989 | Hutton Sandstone | 1967-02-23 |  | 577 | 8 | 105 | 493 | 510.4 | 108 |  | 27 | 9 |  |  |  | 295 | 62 | 0.4 |  | 9
| 1322 | 989 | Hutton Sandstone | 1971-01-01 |  | 580 | 8 | 91 | 220 | 315.98 | 96 |  | 28 | 5 |  |  | 268 |  | 55 | 0.2 |  | ND
| 4115 | 989 | Hutton Sandstone | 1971-10-07 |  | 1150 | 8 | ND | 572 | 695.96 | 293 |  | 4 | ND |  |  | 698 |  | 52 | 3.75
| 4115 | 989 | Hutton Sandstone | 1967-02-16 |  | 630 | 8 | 174 | 212 | 343.21 | 70 |  | 40 | 18 |  |  | 258 |  | 76 | 0.35 |  | 12
| 4115 | 989 | Hutton Sandstone | 1966-06-26 | 1098 | 1020 | 8 | 12 | 528 | ND | 271 |  | 4.8 |  |  |  | 517 | 62 | 52 | 3.85
| 4371 | 989 | Hutton Sandstone | 1971-01-01 |  | 615 | 8 | 123 | 240 | 330.27 | 95 |  | 28 | 13 |  |  | 293 |  | 50 | 0.2 |  | ND
| 4371 | 989 | Hutton Sandstone | 2010-02-22 |  | 618 | 8 | 123 | 236 | 366 | 74 | 19 | 31 | 11 | ND | 0.2 | 285 | 1 | 44 | 0.16 | ND | 8.6 | 0.01
| 4371 | 989 | Hutton Sandstone | 2002-12-03 | 896 | 604 | 8 | 111 | 242 | 365.82 | 76.9 | 20 | 25.1 | 11.6 | 0.02 | 0.03 | 288.3 | 3 | 45.2 | 0.19 | ND | 8.8 | ND
| 4371 | 989 | Hutton Sandstone | 1994-07-07 | 896 | 611 | 8 | 122 | 244 | 374.41 | 78.7 | 20 | 30.5 | 11 | ND | 0.2 | 295.3 | 1 | 44.5 | 0.17 | ND | 8.9 | ND
| 4371 | 989 | Hutton Sandstone | 1971-01-01 |  | 620 | 8 | 123 | 240 | 330.37 | 95 |  | 28 | 13 |  |  | 293 |  | 50 | 0.3 |  | ND
| 4371 | 989 | Hutton Sandstone | 1970-01-01 |  | 620 | 8 | 124 | 241 | 330.37 | 95 |  | 28 | 13 |  |  | 293 |  | 50 | 0.3
| 4371 | 989 | Hutton Sandstone | 1988-10-04 | 896 | 570 | 8 | 119 | 242 | 365.23 | 74 | 18 | 30 | 10.5 | ND | 0.16 | 290 | 2 | 45.5 | 0.01 | ND | 8.2 | 0.01
| 4371 | 989 | Hutton Sandstone | 1967-02-22 | 896 | 603 | 8 | 131 | 248 | 353.59 | 94 |  | 31 | 13 |  |  | 302 |  | 54 | 0.1 |  | 13
| 4372 | 989 | Hutton Sandstone | 1967-02-22 |  | 620 | 7 | 133 | 257 | 370.89 | 101 |  | 27 | 16 |  |  | 314 |  | 64 | 0.5 |  | 8
| 4373 | 989 | Hutton Sandstone | 1967-02-22 |  | 580 | 8 | 79 | 231 | 340.06 | 111 |  | 20 | 7 |  |  | 282 |  | 56 | 0.4 |  | 7
| 4373 | 989 | Hutton Sandstone | 1966-09-01 |  | 590 | 8 | 87 | 205 | 330.1 | 103 |  | 18 | 10 |  |  | 229 | 10 | 68 | 0.5 |  | 8
| 4375 | 989 | Hutton Sandstone | 1966-01-01 |  | 570 | 8 | 96 | 233 | 354.54 | 92 | 20 | 32 | 3.9 |  |  | 264 | 10 | 50 | 0.23 |  | 17
| 4375 | 989 | Hutton Sandstone | 1967-02-16 |  | 600 | 8 | 114 | 264 | 364.58 | 106 |  | 29 | 10 |  |  | 322 |  | 48 | 0.25 |  | 13
| 22807 | 989 | Hutton Sandstone | 1986-04-15 |  | 580 | 9 | ND | 265 | 400 | 135 | 3 | 3 | 0.1 | 0.05 | ND | 300 | 12 | 37 | 0.5 | ND | 6.3
| 22829 | 989 | Hutton Sandstone | 1985-10-10 | 1241 | 640 | 8 | 42 | 250 | 409.67 | 120 | 16 | 16 | 0.3 | 0.09 | ND | 295 | 5 | 44.5 | 0.5 | ND | 4.2 | ND
| 22829 | 989 | Hutton Sandstone | 1985-03-03 | 1241 | 570 | 8 | 48 | 231 | 386.84 | 99 | 19 | 18 | 0.7 | 0.7 | 0.01 | 280 | 1 | 43 | 0.3 | ND | 11 | ND
| 22829 | 989 | Hutton Sandstone | 1985-03-03 | 1241 | 590 | 8 | 60 | 240 | 398.29 | 100 | 19 | 22 | 1.2 | 0.6 | 0.01 | 285 | 3 | 43 | 0.3 | ND | 11 | ND
| 23344 | 989 | Hutton Sandstone | 1988-10-07 | 1045 | 980 | 8 | ND | 464 | 623.16 | 235 | 5 | 1.1 | ND | ND | ND | 540 | 12 | 43 | 4.8 | ND | 4.8 | ND
| 51943 | 989 | Hutton Sandstone | 2010-02-23 | 1068 | 635 | 8 | 117 | 231 | 381 | 78 | 21 | 33 | 8.2 | ND | 0.18 | 279 | 1 | 53 | 0.17 | ND | 6.6 | 0.04
| 51943 | 989 | Hutton Sandstone | 1985-10-08 | 1070 | 790 | 8 | 120 | 250 | 460 | 110 | 22 | 35 | 8.2 | 0.4 | 0.13 | 295 | 5 | 92 | 0.2 | ND | 7.4
| 51943 | 989 | Hutton Sandstone | 1988-10-05 | 1072 | 590 | 8 | 120 | 235 | 380 | 74 | 21 | 34 | 8.4 | 0.01 | 0.01 | 280 | 2 | 55 | 0.2 | ND | 6.1
| 69541 | 989 | Hutton Sandstone | 1989-05-19 | 1126 | 460 | 8 | 22 | 184 | 298.85 | 95 | 11 | 6.8 | 1.2 | 0.5 | 0.04 | 220 | 2 | 36 | 0.4 | ND | 7.8 | 0.07
| 93015 | 989 | Hutton Sandstone | 1996-12-11 | 1111 | 560 | 8 | ND | 257 | 378.27 | 135 | 3 | 2 | ND | 0.02 | ND | 300 | 6 | 31.5 | 0.9 | ND | 6.5 | ND
| 93745 | 989 | Hutton Sandstone | 2001-10-31 | 1550 | 570 | 8 | 60 | 231 | 371.32 | 96 | 18 | 20 | 2.3 | 0.39 | 0.09 | 275 | 3 | 43.5 | 0.2 | ND | 5.4 | 0.01
| 118693 | 989 | Hutton Sandstone | 2006-03-03 | 1317 | 492 | 8 | 44 | 205 | 324.51 | 84 | 15 | 17 | 0.3 | 0.41 | 0.06 | 245 | 2 | 33 | 0.4 | ND | 2.3 | ND
| 7011 | 989 | Mackunda Formation | 1971-12-07 |  | 7000 | 8 | 351 | 275 | 3942.22 | 1414 |  | 50 | 55 |  |  | 335 |  | 2170 | 0.5 | 12 | 76
| 8913 | 989 | Mackunda Formation | 1971-12-16 | 58 | 7250 | 7 | 421 | 85 | ND | 1560 |  | 114 | 33 |  |  | 104 |  | 1905 | 0.9 |  | 1000
| 12431 | 989 | Mackunda Formation | 1954-07-16 |  | ND | 7 | 828 | 186 | ND | 1614.5 |  | 223.1 | 65.8 |  |  | ND | 112 | 2704.1 | 0.1 |  | 327.5
| 12806 | 989 | Mackunda Formation | 1955-11-10 | 141 | ND |  | 1365 | 215 | ND | 3376.2 |  | 331.8 | 130.1 |  |  | ND | 129 | 4505.9 | 0.5 |  | 2056.3
| 12807 | 989 | Mackunda Formation | 1955-11-10 | 142 | ND |  | 1093 | 165 | ND | 2768.5 |  | 321.8 | 70.1 |  |  | ND | 99 | 3652.2 | 0.2 |  | 1730.3
| 13790 | 989 | Mackunda Formation | 1959-02-04 | 163 | ND |  | 567 | 150 | ND | 2475.3 |  | 177.3 | 30 |  |  | ND | 90 | 3140.3 | 1 |  | 1324.2
| 15900 | 989 | Mackunda Formation | 1964-09-28 | 181 | ND | 6 | 164 | 382 | ND | 1022.5 |  | 51.5 | 8.6 |  |  | ND | 229 | 936.7 | 0.6 |  | 659.2
| 126 | 989 | undifferentiated aquifer | 1985-05-30 |  | 680 | 8 | 119 | 250 | 401.62 | 85 | 22 | 31 | 10 | 0.01 | 0.1 | 300 | 2 | 63 | 0.2 | ND | 8.1
| 126 | 989 | undifferentiated aquifer | 1970-02-17 |  | 655 | 8 | 126 | 250 | 366.17 | 102 |  | 34 | 10 |  |  | 305 |  | 65 | 0.2 |  | 5
| 126 | 989 | undifferentiated aquifer | 1966-09-01 |  | 601 | 8 | 105 | 230 | 375.88 | 113 |  | 27 | 9 |  |  | 280 |  | 74 | 0.2 |  | 15
| 2930 | 989 | undifferentiated aquifer | 1967-02-22 |  | 610 | 7 | 121 | 230 | 350.67 | 96 |  | 32 | 10 |  |  | 281 |  | 60 | 0.5 |  | 14
| 2931 | 989 | undifferentiated aquifer | 1966-09-01 |  | 526 | 8 | 55 | 183 | 311.56 | 107 |  | 12 | 6 |  |  | 210 | 6 | 68 | 0.3 |  | 9
| 2931 | 989 | undifferentiated aquifer | 1967-02-21 |  | 605 | 7 | 111 | 230 | 343.18 | 96 |  | 28 | 10 |  |  | 280 |  | 60 | 0.5 |  | 11
| 3550 | 989 | undifferentiated aquifer | 1967-02-14 |  | 690 | 8 | 127 | 280 | 409.56 | 120 |  | 26 | 15 |  |  | 342 |  | 66 | 0.4 |  | 14
| 3553 | 989 | undifferentiated aquifer | 1957-09-11 | 94 | ND |  | 191 | 258 | ND | 923.8 |  | 52.9 | 14.3 |  |  | ND | 154 | 1056.8 | 0.2 |  | 434.7
| 3553 | 989 | undifferentiated aquifer | 1971-10-04 |  | 4150 | 8 | 104 | 290 | 2618.76 | 947 |  | 30 | 7 |  |  | 354 |  | 960 | 0.7 |  | 500
| 4092 | 989 | undifferentiated aquifer | 1966-01-01 |  | 610 | 9 | 46 | 246 | 356.22 | 126 | 13 | 14.4 | 2.4 |  |  | 256 | 22 | 52 | 0.94 |  | ND
| 4092 | 989 | undifferentiated aquifer | 1967-02-17 |  | 580 | 8 | 66 | 212 | 282.26 | 63 |  | 20 | 4 |  |  | 258 |  | 58 | 0.4 |  | 10
| 4097 | 989 | undifferentiated aquifer | 1983-02-10 | 95 | 12500 | 3 | 1439 | ND | 7612.11 | 2250 | 20 | 485 | 55 |  |  | ND | ND | 4600 | 0.1 | 3 | 165
| 4121 | 989 | undifferentiated aquifer | 1970-01-01 |  | 950 | 8 | ND | 380 | 509.85 | 214 |  | 2 | 1 |  |  | 464 |  | 64 | 0.7 |  | ND
| 4374 | 989 | undifferentiated aquifer | 1966-01-01 |  | 640 | 8 | 98 | 258 | 373.59 | 102 | 18 | 36 | 1.9 |  |  | 315 |  | 60 | 0.3 |  | ND
| 4374 | 989 | undifferentiated aquifer | 1971-10-05 |  | 690 | 8 | 110 | 272 | 392.39 | 119 |  | 34 | 6 |  |  | 332 |  | 62 | 0.15 |  | 8
| 4374 | 989 | undifferentiated aquifer | 1967-02-15 |  | 670 | 8 | 121 | 266 | 385.71 | 112 |  | 32 | 10 |  |  | 324 |  | 60 | 0.4 |  | 12
| 4381 | 989 | undifferentiated aquifer | 1986-04-18 |  | 590 | 9 | 21 | 280 | 376.17 | 125 | 7 | 8.3 | ND | 0.02 | 0.02 | 315 | 12 | 30 | 0.4 | ND | 3.2 | ND
| 4381 | 989 | undifferentiated aquifer | 1971-01-01 |  | 650 | 8 | 38 | 290 | 369.46 | 141 |  | 12 | 2 |  |  | 354 |  | 40 | 0.4 |  | ND
| 4381 | 989 | undifferentiated aquifer | 1972-02-17 |  | 635 | 8 | 44 | 292 | 366.7 | 138 |  | 16 | 1 |  |  | 356 |  | 36 | 0.65 |  | ND
| 4381 | 989 | undifferentiated aquifer | 1993-06-10 | 1008 | 570 | 8 | 28 | 262 | 368.96 | 120 | 8 | 10.5 | 0.2 | 0.8 | 0.05 | 315 | 2 | 29 | 0.2 | ND | 3.3 | ND
| 4381 | 989 | undifferentiated aquifer | 1967-02-23 |  | 605 | 8 | 30 | 289 | 353.48 | 131 |  | 7 | 3 |  |  | 352 |  | 36 | 0.4 |  | 3
| 4381 | 989 | undifferentiated aquifer | 1971-01-01 |  | 655 | 8 | 38 | 290 | 369.61 | 141 |  | 12 | 2 |  |  | 354 |  | 40 | 0.55 |  | ND
| 5466 | 989 | undifferentiated aquifer | 1971-09-06 |  | 3100 | 7 | 51 | 255 | 1774.47 | 668 |  | 14 | 4 |  |  | 311 |  | 745 | 0.55 | ND | 190
| 5753 | 989 | undifferentiated aquifer | 1972-02-15 |  | 3500 | 8 | 128 | 630 | 1945.38 | 724 |  | 30 | 13 |  |  | 695 | 36 | 650 | 0.65 | ND | 150
| 5754 | 989 | undifferentiated aquifer | 1966-02-14 |  | 10200 | 8 | 641 | 120 | 6308.59 | 2140 |  | 184 | 44 |  |  | 146 |  | 3080 | 0.8 |  | 788
| 5754 | 989 | undifferentiated aquifer | 1972-02-16 |  | 9800 | 7 | 614 | 110 | 5151.59 | 1764 |  | 170 | 46 |  |  | 134 |  | 3005 | 0.7 | ND | 100
| 5757 | 989 | undifferentiated aquifer | 1966-02-14 |  | 10300 | 8 | 500 | 150 | 6449.63 | 2260 |  | 136 | 39 |  |  | 183 |  | 3180 | 0.65 |  | 744
| 6546 | 989 | undifferentiated aquifer | 1966-02-15 |  | 4300 | 7 | 110 | 71 | 2425.49 | 905 |  | 44 | ND |  |  | 86 |  | 1390 | 0.2 |  | 44
| 6578 | 989 | undifferentiated aquifer | 1966-02-17 |  | 7100 | 8 | 150 | 171 | 4300.22 | 1595 |  | 28 | 19.4 |  |  | 208 |  | 2120 | 0.55 |  | 435
| 7012 | 989 | undifferentiated aquifer | 1966-02-15 |  | 20500 | 8 | 2201 | 200 | 13988.97 | 4430 |  | 288 | 360 |  |  | 244 |  | 6780 | 1 |  | 2010
| 7768 | 989 | undifferentiated aquifer | 1971-10-06 |  | 5400 | 8 | 154 | 130 | 3505.98 | 1223 |  | 42 | 12 |  |  | 159 |  | 1210 | 0.8 | ND | 940
| 9945 | 989 | undifferentiated aquifer | 1971-10-07 | 80 | 5500 | 8 | 349 | 155 | ND | 1159 |  | 92 | 29 |  |  | 189 |  | 1305 | 0.8 |  | 840
| 10881 | 989 | undifferentiated aquifer | 1971-12-16 | 86 | 6200 | 7 | 323 | 155 | ND | 1321 |  | 83 | 28 |  |  | 189 |  | 1700 | 0.8 |  | 620
| 11440 | 989 | undifferentiated aquifer | 1971-10-05 |  | 6300 | 8 | 369 | 130 | 4192.08 | 1368 |  | 90 | 35 |  |  | 159 |  | 1320 | 0.9 | ND | 1300
| 12070 | 989 | undifferentiated aquifer | 1952-08-06 | 146 | ND |  | 176 | 208 | ND | 1188.3 |  | 58.6 | 7.2 |  |  | ND | 124 | 1470 |  |  | 463.3
| 12086 | 989 | undifferentiated aquifer | 1966-02-18 |  | 17450 | 7 | 1332 | 110 | 10696.99 | 3400 |  | 424 | 66 |  |  | 134 |  | 4340 | 1.1 |  | 2400
| 12907 | 989 | undifferentiated aquifer | 1966-02-15 | 91 | 7700 | 8 | 500 | 100 | ND | 1535 |  | 152 | 29.2 |  |  | 122 |  | 2520 | 0.25 |  | 182
| 13344 | 989 | undifferentiated aquifer | 1971-10-06 |  | 6175 | 7 | 323 | 140 | 3986.18 | 1295 |  | 70 | 36 |  |  | 171 |  | 1080 | 1.1 | ND | 1420
| 13344 | 989 | undifferentiated aquifer | 1957-10-25 | 103 | ND |  | 286 | 167 | ND | 1121.1 |  | 114.4 | ND |  |  | ND | 100 | 1121.1 | 0.1 |  | 943.8
| 13388 | 989 | undifferentiated aquifer | 1957-10-25 | 132 | ND |  | 425 | 158 | ND | 1594.5 |  | 148.7 | 12.9 |  |  | ND | 94 | 1914.8 | 0.1 |  | 995.3
| 13445 | 989 | undifferentiated aquifer | 1958-01-16 | 187 | ND |  | 428 | 143 | ND | 1647.4 |  | 143 | 17.2 |  |  | ND | 86 | 2062.1 |  |  | 920.9
| 13727 | 989 | undifferentiated aquifer | 1958-08-18 | 140 | ND | 8 | 897 | 115 | ND | 2419.6 |  | 246 | 68.6 |  |  | ND | 69 | 3146 | 0.4 |  | 1548.7
| 13727 | 989 | undifferentiated aquifer | 1966-02-17 |  | 14550 | 7 | 1300 | 45 | 8619.94 | 2640 |  | 372 | 90 |  |  | 55 |  | 3420 | 0.9 |  | 2070
| 13902 | 989 | undifferentiated aquifer | 1960-08-12 |  | ND | 8 | 11 | 521 | ND | 267.4 |  | 4.3 | ND |  |  | ND | 312 | 48.6 | 2.4 |  | 5.7
| 13902 | 989 | undifferentiated aquifer | 1960-08-12 |  | ND | 7 | 14 | 466 | ND | 243.1 |  | 5.7 | ND |  |  | ND | 279 | 54.3 | 2.2 |  | ND
| 14084 | 989 | undifferentiated aquifer | 1960-03-09 | 117 | ND |  | 446 | 270 | ND | 1487.2 |  | 117.3 | 37.2 |  |  | ND | 162 | 1431.4 | 1 |  | 1339.9
| 15953 | 989 | undifferentiated aquifer | 1964-09-28 | 115 | ND | 6 | 321 | 246 | ND | 1277 |  | 100.1 | 17.2 |  |  | ND | 147 | 1465.8 | 0.1 |  | 755
| 16045 | 989 | undifferentiated aquifer | 1965-05-04 | 158 | ND | 7 | 661 | 215 | ND | 2135 |  | 217.4 | 28.6 |  |  | ND | 129 | 2967.3 |  |  | 872.3
| 16045 | 989 | undifferentiated aquifer | 1965-05-04 | 167 | ND | 7 | 36 | ND | ND | 126.5 |  | 9.1 | 3.1 |  |  | ND | 6 | 179.5 |  |  | 46.2
| 16190 | 989 | undifferentiated aquifer | 1966-02-14 |  | 6400 | 8 | 220 | 221 | 3950.17 | 1410 |  | 48 | 24.3 |  |  | 269 |  | 1700 | 0.6 |  | 635
| 16535 | 989 | undifferentiated aquifer | 1982-05-06 | 328 | 4500 | 8 | 163 | 99 | 2863.7 | 960 | 6 | 52 | 8 |  |  | 120 | ND | 890 | 0.6 | 1 | 880
| 16973 | 989 | undifferentiated aquifer | 1967-01-01 |  | 2300 | 7 | 1301 | 30 | 12102.79 | 4175 |  | 420 | 61 |  |  | 37 |  | 7050 | 0.6 |  | 378
| 16973 | 989 | undifferentiated aquifer | 1967-01-01 |  | 23250 | 6 | 4153 | 40 | 12734.69 | 4100 |  | 460 | 730 |  |  | 49 |  | 7000 | 0.6 |  | 420
| 16973 | 989 | undifferentiated aquifer | 1966-10-18 |  | 24000 | 6 | 1349 | 20 | 12814.5 | 4400 |  | 500 | 24 |  |  | 24 |  | 7400 | 0.7 |  | 478
| 16973 | 989 | undifferentiated aquifer | 1966-10-16 |  | 23750 | 8 | 1750 | 90 | 12604.79 | 4140 |  | 700 |  |  |  | 73 | 18 | 7150 | 0.9 |  | 560
| 22808 | 989 | undifferentiated aquifer | 1986-09-19 | 178 | 570 | 8 | 45 | 227 | 372.25 | 100 | 18 | 16 | 1 | 0.01 | 0.08 | 265 | 6 | 43 | 0.2 | ND | 9 | 0.01
| 22808 | 989 | undifferentiated aquifer | 2010-02-24 | 1273 | 594 | 8 | 51 | 225 | 386 | 106 | 18 | 18 | 1.2 | 0.03 | 0.14 | 273 | 1 | 42 | 0.2 | ND | 8.3 | 0.01
| 38727 | 989 | undifferentiated aquifer | 1992-10-12 | 228 | 927 | 9 | 25 | 264 | 554.2 | 204.6 | 2 | 6.2 | 2.1 | ND | 0.04 | 306.2 | 7 | 102.9 | 0.28 | ND | 54 | 0.4
| 51512 | 989 | undifferentiated aquifer | 1982-03-01 | 146 | 11000 | 8 | 494 | 150 | 7007.21 | 2400 | 10 | 140 | 35 |  |  | 180 | 2 | 3700 | 0.1 | 11 | 600
| 51595 | 989 | undifferentiated aquifer | 1982-03-01 |  | 12000 | 8 | 610 | 159 | 7865.83 | 2700 | 8 | 170 | 45 |  |  | 190 | 2 | 4000 | 0.1 | 90 | 750
| 51823 | 989 | undifferentiated aquifer | 1983-08-26 |  | 13000 | 8 | 797 | 157 | 7743.47 | 2650 | 10 | 215 | 63 | ND | 0.1 | 185 | 3 | 3950 | 0.1 | ND | 740
| 69459 | 989 | undifferentiated aquifer | 1993-12-14 |  | 1250 | 9 | ND | 576 | 717.71 | 300 | 2 | 3 | 0.5 | 0.45 | ND | 630 | 36 | 57 | 3 | 3 | ND | 0.02
| 69459 | 989 | undifferentiated aquifer | 1999-04-07 |  | 940 | 8 | ND | 459 | 546.37 | 227 | 2 | 1.6 | 0.1 | 0.04 |  | 539 | 10 | 38 | 2.3 | ND | 1
| 69783 | 989 | undifferentiated aquifer | 1992-05-20 | 82 | 3947 | 8 | 86 | 138 | 2424.48 | 859.7 | 3 | 30.4 | 2.2 | 0.12 | ND | 162.8 | 2 | 787.3 | 0.17 | 48 | 591.6 | ND
| 69783 | 989 | undifferentiated aquifer | 1992-05-20 | 125 | 4143 | 9 | 96 | 111 | 2524.1 | 878.9 | 2 | 27.5 | 6.5 | ND | ND | 125.9 | 4 | 839.8 | 0.23 | ND | 685.7 | ND
| 69783 | 989 | undifferentiated aquifer | 1992-05-20 | 116 | 4235 | 9 | 115 | 144 | 2598.3 | 909.3 | 2 | 37.7 | 5 | ND | ND | 155.6 | 9 | 835.8 | 0.13 | ND | 702.4 | ND
| 93196 | 989 | undifferentiated aquifer | 1986-09-19 | 178 | 570 | 8 | 68 | 226 | 371.59 | 100 | 18 | 1 | 16 | 0.01 | 0.08 | 265 | 6 | 43 | 0.2 | ND | 9
| 118340 | 989 | undifferentiated aquifer | 2009-07-30 | 1235 | 663 | 8 | ND | 297 | 426 | 160 | 4 | 3.1 | 0.1 | 0.02 | ND | 355 | 4 | 32 | 1.4 | ND | 1.3 | ND
| 146229 | 989 | undifferentiated aquifer | 2010-05-04 | 1243 | 624 | 8 | 78 | 234 | 383 | 93 | 19 | 24 | 4.2 | 0.03 | 0.12 | 284 | 1 | 45 | 0.24 | ND | 4.3 | 0.02
| 1329 | 989 | Winton Formation | 1971-12-08 |  | 10200 | 7 | 1099 | 105 | 6653.84 | 2065 |  | 160 | 170 |  |  | 128 |  | 3040 | 0.9 | 15 | 1140
| 4132 | 989 | Winton Formation | 1970-01-01 |  | 1010 | 8 | ND | 396 | 577.14 | 239 |  | 2 |  |  |  | 483 |  | 72 | 0.65 |  | 26
| 4932 | 989 | Winton Formation | 1982-12-10 |  | 6600 | 8 | 457 | 95 | 3920.35 | 1300 | 7 | 145 | 23 |  |  | 115 | ND | 1700 | 0.1 | 6 | 670
| 5143 | 989 | Winton Formation | 1954-09-09 |  | ND |  | 171 | 260 | ND | 1307 |  | 40 | 17.2 |  |  | ND | 156 | 1943.4 | 0.3 |  | 15.7
| 5143 | 989 | Winton Formation | 1955-05-16 |  | ND |  | 175 | 258 | ND | 1757.5 |  | 22.9 | 28.6 |  |  | ND | 154 | 2634.1 | 0.3 |  | 27.2
| 5143 | 989 | Winton Formation | 1954-09-09 |  | ND |  | 190 | 470 | ND | 4430.1 |  | 17.2 | 35.8 |  |  | ND | 282 | 6629.5 | 1.3 |  | 10
| 5143 | 989 | Winton Formation | 1954-09-09 |  | ND |  | 140 | 213 | ND | 1490.1 |  | 22.9 | 20 |  |  | ND | 127 | 2232.2 | 0.3 |  | 20
| 5916 | 989 | Winton Formation | 1993-12-14 |  | 1877 | 8 | 15 | 525 | 1142.95 | 429.4 | 6 | 4.3 | 0.9 | 0.04 | ND | 612.3 | 14 | 214.4 | 2.1 | 8 | 119.7 | ND
| 5916 | 989 | Winton Formation | 1971-12-01 |  | 1950 | 8 | 177 | 230 | 1084.57 | 342 |  | 28 | 26 |  |  | 281 |  | 310 | 0.4 |  | 240
| 5917 | 989 | Winton Formation | 1971-12-01 |  | 1850 | 8 | 85 | 340 | 1047.46 | 376 |  | 16 | 11 |  |  | 415 |  | 280 | 0.4 | ND | 160
| 6070 | 989 | Winton Formation | 1971-12-09 | 305 | 5400 | 8 | 370 | 200 | ND | 1182 |  | 46 | 62 |  |  | 244 |  | 1100 | 0.9 | ND | 1140
| 6071 | 989 | Winton Formation | 1971-12-10 | 247 | 4750 | 8 | 331 | 235 | ND | 941 |  | 50 | 50 |  |  | 287 |  | 1000 | 0.7 | ND | 700
| 6079 | 989 | Winton Formation | 1982-12-11 |  | 5200 | 8 | 220 | 91 | 2960.59 | 1000 | 4 | 78 | 6 |  |  | 110 | ND | 1350 | 0.1 | 5 | 450
| 6079 | 989 | Winton Formation | 1993-12-14 |  | 2950 | 8 | 33 | 432 | 1610.88 | 610 | 4 | 9.5 | 2.1 | 0.13 | ND | 500 | 13 | 570 | 2 | 8 | 145 | ND
| 6945 | 989 | Winton Formation | 1997-11-04 |  | 15490 | 7 | 693 | 148 | 9034.99 | 3320 | 27 | 116 | 98 | 0.01 |  | 180 | ND | 5060 | 0.17 | 1 | 324
| 7008 | 989 | Winton Formation | 1971-02-08 |  | 6100 | 8 | 420 | 175 | 3771.33 | 1287 |  | 94 | 45 |  |  | 213 |  | 1920 | 0.6 | ND | 320
| 9778 | 989 | Winton Formation | 1971-11-10 |  | 5700 | 7 | 250 | 170 | 3931.28 | 1421 |  | 82 | 11 |  |  | 207 |  | 2060 | 0.5 |  | 255
| 11271 | 989 | Winton Formation | 1955-02-25 |  | ND |  | 187 | 284 | ND | 985.3 |  | 44.3 | 18.6 |  |  | ND | 170 | 1211.2 |  |  | 327.5
| 11271 | 989 | Winton Formation | 1971-09-03 |  | 4600 | 7 | 201 | 245 | ND | 877 |  | 54 | 16 |  |  | 299 |  | 1160 | 0.5 | ND | 215
| 12445 | 989 | Winton Formation | 1983-11-15 | 61 | 1050 | 8 | 92 | 429 | 594.96 | 195 | 4 | 17 | 12 | 0.1 | 0.01 | 500 | 12 | 62 | 0.5 | ND | 18
| 12445 | 989 | Winton Formation | 1957-03-20 |  | ND |  | 134 | 442 | ND | 780.8 |  | 37.2 | 10 |  |  | ND | 265 | 809.4 |  |  | 240.2
| 12793 | 989 | Winton Formation | 1954-12-02 |  | ND | 7 | 177 | 239 | ND | 900.9 |  | 14.3 | 34.3 |  |  | ND | 143 | 1307 |  |  | 52.9
| 12793 | 989 | Winton Formation | 1954-12-02 |  | ND | 7 | 172 | 296 | ND | 929.5 |  | 35.8 | 20 |  |  | ND | 177 | 1341.3 |  |  | 5.7
| 12836 | 989 | Winton Formation | 1954-11-11 | 172 | ND |  | 787 | 117 | ND | 1680.3 |  | 241.7 | 44.3 |  |  | ND | 70 | 2483.9 | 0.3 |  | 787.9
| 12836 | 989 | Winton Formation | 1971-08-30 |  | 9200 | 7 | 830 | 950 | 5514.58 | 1613 |  | 156 | 107 |  |  | 1159 |  | 2740 | 0.7 | 3 | 325
| 12848 | 989 | Winton Formation | 1954-11-11 | 92 | ND |  | 116 | 88 | ND | 803.7 |  | 22.9 | 14.3 |  |  | ND | 53 | 1196.9 | 0.1 |  | 81.5
| 12991 | 989 | Winton Formation | 1956-03-29 | 166 | ND |  | 621 | 131 | ND | 1635.9 |  | 213.1 | 21.5 |  |  | ND | 79 | 2163.6 | 0.3 |  | 959.5
| 13447 | 989 | Winton Formation | 1958-06-20 |  | ND | 7 | 606 | 79 | ND | 2100.7 |  | 200.2 | 25.7 |  |  | ND | 47 | 2915.8 | 0.2 |  | 946.7
| 13591 | 989 | Winton Formation | 1958-11-27 |  | ND |  | 134 | 351 | ND | 1145.4 |  | 22.9 | 18.6 |  |  | ND | 210 | 1257 | 0.3 |  | 481.9
| 13769 | 989 | Winton Formation | 1971-12-07 |  | 2750 | 8 | 164 | 260 | 1645.47 | 575 |  | 18 | 29 |  |  | 317 |  | 675 | 0.6 |  | 192
| 13769 | 989 | Winton Formation | 1958-11-19 |  | ND | 8 | 486 | 150 | ND | 1325.6 |  | 147.3 | 28.6 |  |  | ND | 90 | 2193.6 | 0.3 |  | 125.8
| 13855 | 989 | Winton Formation | 1959-08-07 |  | ND |  | 131 | 251 | ND | 956.7 |  | 42.9 | 5.7 |  |  | ND | 150 | 1002.4 | 0.1 |  | 527.7
| 14086 | 989 | Winton Formation | 2001-06-01 |  | 6460 | 8 | 243 | 108 | 3659.35 | 1260 | 7 | 74 | 13.9 | ND |  | 129 | ND | 1740 | ND |  | 500
| 14086 | 989 | Winton Formation | 1971-11-10 |  | 5400 | 7 | 277 | 130 | 3578.73 | 1259 |  | 86 | 15 |  |  | 159 |  | 1775 | 0.55 |  | 365
| 14171 | 989 | Winton Formation | 1960-08-13 | 138 | ND |  | 564 | 153 | ND | 2002 |  | 157.3 | 41.5 |  |  | ND | 92 | 3174.6 | 0.1 |  | 277.4
| 14235 | 989 | Winton Formation | 1962-01-01 |  | ND | 8 | 73 | 146 | ND | 557.7 |  | 20 | 5.7 |  |  | ND | 87 | 639.2 |  |  | 231.7
| 14340 | 989 | Winton Formation | 1971-12-08 |  | 14500 | 7 | 2030 | 115 | 9049.84 | 2661 |  | 384 | 260 |  |  | 140 |  | 4860 | 1 | 15 | 800
| 14340 | 989 | Winton Formation | 1960-02-26 | 67 | ND | 7 | 1714 | 325 | ND | 2625.5 |  | 443.3 | 147.3 |  |  | ND | 194 | 4371.5 | 0.4 |  | 898
| 14491 | 989 | Winton Formation | 1961-08-15 | 151 | ND |  | 621 | 208 | ND | 1766.1 |  | 125.8 | 74.4 |  |  | ND | 124 | 2731.3 | 0.2 |  | 390.4
| 14969 | 989 | Winton Formation | 1962-03-06 |  | ND | 7 | 2026 | 88 | ND | 3710.9 |  | 429 | 231.7 |  |  | ND | 53 | 6721 | 0.8 |  | 514.8
| 14969 | 989 | Winton Formation | 1966-01-01 |  | 15000 | 8 | 1539 | 100 | 10008.59 | 3156 |  | 428 | 114 |  |  | 122 |  | 5860 | 0.6 |  | 390
| 15151 | 989 | Winton Formation | 1963-06-06 |  | ND | 7 | 291 | 112 | ND | 1155.4 |  | 104.4 | 7.2 |  |  | ND | 67 | 1402.8 | 0.5 |  | 685
| 15546 | 989 | Winton Formation | 1964-01-21 | 117 | ND | 8 | 505 | 110 | ND | 1816.1 |  | 197.3 | 2.9 |  |  | ND | 66 | 3080.2 | 0.3 |  | 7.2
| 15694 | 989 | Winton Formation | 1964-07-24 | 53 | ND | 8 | 44 | 351 | ND | 487.6 |  | 12.9 | 2.9 |  |  | ND | 210 | 532 | 0.2 |  | 4.3
| 15746 | 989 | Winton Formation | 1964-04-16 |  | ND | 9 | 96 | 287 | ND | 873.7 |  | 24.3 | 8.6 |  |  | ND | 172 | 1201.2 |  |  | 18.6
| 16098 | 989 | Winton Formation | 1964-12-16 | 99 | ND | 7 | 303 | 103 | ND | 1065.4 |  | 100.1 | 12.9 | 2.86 |  | ND | 62 | 1154 |  |  | 858
| 16491 | 989 | Winton Formation | 1966-01-01 |  | 13000 | 8 | 1141 | 140 | 8360.83 | 2910 |  | 264 | 117 |  |  | 171 |  | 4220 | 0.75 |  | 765
| 16491 | 989 | Winton Formation | 1966-01-01 |  | 13000 | 8 | 1141 | 326 | 8416.75 | 2890 |  | 264 | 117 |  |  |  | 195 | 4200 | 0.75 |  | 750
| 16635 | 989 | Winton Formation | 1966-03-16 | 63 | 5100 | 8 | 1717 | 3002 | ND | 16087.5 |  | 514.8 | 104.4 |  |  | 3660.8 |  | 16731 | 0.7 |  | 9666.8
| 17406 | 989 | Winton Formation | 1971-12-07 |  | 7900 | 7 | 799 | 110 | 4440.29 | 1423 |  | 132 | 114 |  |  | 134 |  | 2620 | 0.4 | ND | 85
| 18062 | 989 | Winton Formation | 1958-11-27 | 122 | ND |  | 480 | 119 | ND | 1377.1 |  | 133 | 35.8 |  |  | ND | 72 | 1788.9 | 0.4 |  | 799.4
| 38728 | 989 | Winton Formation | 1992-10-12 | 111 | 3131 | 7 | 166 | 63 | 1660.68 | 587 | 7 | 48 | 11 | ND | 0.3 | 76.6 | ND | 947.7 | ND | 10 | 6.2 | 0.8
| 51062 | 989 | Winton Formation | 1975-07-05 |  | 2940 | 9 | 158 | 613 | 1818.75 | 620 | 7 | 14 | 30 | ND |  | 705 | 21 | 360 | 0.1 | ND | 420
| 4382 | 991 | Cadna-Owie Formation/Hooray Sandstone/Injune Creek Group | 1971-10-02 |  | 650 | 8 | 13 | 212 | 389.15 | 153 |  | 5 | ND |  |  | 259 |  | 68 | 0.8 |  | 35
| 11635 | 991 | Cadna-Owie Formation/Hooray Sandstone/Injune Creek Group | 1954-12-14 | 704 | ND |  | 13 | 275 | ND | 291.7 |  | 2.9 | 1.4 |  |  | ND | 164 | 266 | 0.1 |  | ND
| 4094 | 991 | Hooray Sandstone | 1966-01-01 |  | 680 | 8 | ND | 344 | 432.61 | 182 |  | 1.6 | ND |  |  | 420 |  | 34 | 1.3 |  | 7.2
| 4094 | 991 | Hooray Sandstone | 1976-06-14 | 942 | 740 | 8 | ND | 346 | 462.86 | 172 | 2 | 1.6 | ND |  |  | 414 | 4 | 33 |  | 2
| 4094 | 991 | Hooray Sandstone | 1980-09-05 |  | 750 | 9 | 13 | 340 | 474.43 | 172 | 1 | 3.5 | 1 |  |  | 394 | 10 | 33 | 1 | 4 | 9
| 3569 | 991 | Hutton Sandstone | 1983-01-01 |  | 2600 | 7 | 167 | 227 | 1571.92 | 510 | 8 | 42 | 15 |  |  | 275 | 1 | 570 | 1.4 | 3 | 255
| 3569 | 991 | Hutton Sandstone | 1971-02-03 | 1230 | 905 | 8 | 29 | 230 | ND | 182 |  | 10 | 1 |  |  | 281 |  | 105 | 0.6 |  | 43
| 3569 | 991 | Hutton Sandstone | 1971-01-01 |  | 890 | 8 | 29 | 230 | 479.77 | 182 |  | 10 | 1 |  |  | 281 |  | 105 | 0.6 |  | 43
| 4096 | 991 | Hutton Sandstone |  |  | 1190 | 9 | 12 | 570 | 731.47 | 291 | 2 | 3 | 1 |  |  | 546 | 73 | 48 | 2.2 | 3 | 9
| 93927 | 991 | Hutton Sandstone | 2005-07-09 | 1163 | 948 | 8 | 12 | 473 | 601 | 228 | 6 | 4.5 | 0.1 | 0.17 | ND | 568 | 4 | 30 | 2.3 | ND | 1.9 | ND
| 7116 | 991 | Mackunda Formation | 1996-09-23 |  | 640 | 8 | 67 | 206 | 353.4 | 104 | 16 | 16.7 | 5.9 | 1.53 |  | 251 | ND | 65 | 0.15 | ND | 21
| 7116 | 991 | Mackunda Formation | 1971-10-03 |  | 5600 | 8 | 149 | 170 | 3644.18 | 1279 |  | 40 | 12 |  |  | 207 |  | 1250 | 1.4 | ND | 960
| 10982 | 991 | Mackunda Formation | 1971-08-01 |  | 4650 | 7 | 1299 | 105 | 2355.34 | 437 |  | 34 | 295 |  |  | 128 |  | 1510 | 0.4 |  | 16
| 11068 | 991 | Mackunda Formation | 1953-08-06 | 178 | ND |  | 933 | 91 | ND | 2260.8 |  | 307.5 | 40 |  |  | ND | 54 | 3559.3 | 0.3 |  | 712.1
| 11517 | 991 | Mackunda Formation | 1953-06-11 | 119 | ND |  | 143 | 148 | ND | 1008.2 |  | 38.6 | 11.4 |  |  | ND | 89 | 1091.1 | 0.6 |  | 626.3
| 11586 | 991 | Mackunda Formation | 1953-06-11 | 121 | ND |  | 225 | 184 | ND | 1231.2 |  | 57.2 | 20 |  |  | ND | 110 | 1402.8 | 0.5 |  | 716.4
| 11873 | 991 | Mackunda Formation | 1952-02-21 |  | ND |  | 2402 | 76 | ND | 513.4 |  | 946.7 | 8.6 |  |  | ND | 46 | 1440 | 0.4 |  | 1351.4
| 11874 | 991 | Mackunda Formation | 1952-02-21 |  | ND |  | 220 | 79 | ND | 988.1 |  | 71.5 | 10 |  |  | ND | 47 | 1065.4 | 0.5 |  | 760.8
| 12193 | 991 | Mackunda Formation | 1954-08-24 | 153 | ND |  | 86 | 184 | ND | 725 |  | 27.2 | 4.3 |  |  | ND | 110 | 885.2 | 0.2 |  | 221.7
| 12319 | 991 | Mackunda Formation | 1953-10-25 | 122 | ND |  | 266 | ND | ND | 1008.2 |  | 90.1 | 10 |  |  | ND | ND | 1368.5 | 0.4 |  | 509.1
| 13169 | 991 | Mackunda Formation | 1956-12-13 | 122 | ND |  | 119 | 177 | ND | 840.8 |  | 42.9 | 2.9 |  |  | ND | 106 | 896.6 |  |  | 489.1
| 13170 | 991 | Mackunda Formation | 1956-12-13 | 134 | ND |  | 128 | 196 | ND | 951 |  | 37.2 | 8.6 |  |  | ND | 117 | 1151.2 | 0.1 |  | 366.1
| 13271 | 991 | Mackunda Formation | 1957-01-03 | 152 | ND |  | 193 | ND | ND | 26.9 |  | 75.7 | 1 |  |  | ND | 5 | 122.5 | 0.5 |  | 67.1
| 13643 | 991 | Mackunda Formation | 1959-05-12 | 64 | ND |  | 83 | 170 | 3040.5 | 1071.1 |  | 28.6 | 2.9 |  |  | ND | 102 | 906.6 | 0.3 |  | 929.5
| 13643 | 991 | Mackunda Formation | 1959-05-12 | 129 | ND |  | 98 | 179 | ND | 1073.9 |  | 30 | 5.7 |  |  | ND | 107 | 910.9 | 0.3 |  | 930.9
| 13648 | 991 | Mackunda Formation | 1958-09-18 | 168 | ND |  | 400 | 86 | ND | 1485.8 |  | 145.9 | 8.6 |  |  | ND | 52 | 1923.4 | 0.1 |  | 803.7
| 13738 | 991 | Mackunda Formation | 1958-06-20 | 59 | ND | 8 | 153 | 138 | 2867.6 | 978.1 |  | 32.9 | 17.2 |  |  | ND | 83 | 855.1 | 0.5 |  | 900.9
| 13739 | 991 | Mackunda Formation | 1958-06-20 | 161 | ND | 7 | 129 | 100 | 2422.4 | 833.7 |  | 32.9 | 11.4 |  |  | ND | 60 | 802.2 |  |  | 682.1
| 14168 | 991 | Mackunda Formation | 1960-12-23 | 83 | ND | 8 | 338 | 263 | ND | 1204.1 |  | 71.5 | 38.6 |  |  | ND | 157 | 1364.2 | 0.3 |  | 736.5
| 14608 | 991 | Mackunda Formation | 1961-03-17 | 183 | ND | 7 | 1373 | 1361 | ND | 1199.8 |  | 523.4 | 15.7 |  |  | ND | 815 | 1627.3 | 0.4 |  | 313.2
| 14612 | 991 | Mackunda Formation | 1961-07-07 | 183 | ND | 7 | 64 | 272 | ND | 747.9 |  | 25.7 | ND |  |  | ND | 163 | 963.8 | 0.6 |  | 57.2
| 14640 | 991 | Mackunda Formation | 1961-06-22 |  | ND |  | 895 | 79 | ND | 1448.6 |  | 280.3 | 47.2 |  |  | ND | 47 | 2316.6 | 0.6 |  | 673.5
| 14771 | 991 | Mackunda Formation | 1961-10-26 | 183 | ND |  | 90 | 394 | ND | 401.8 |  | 24.3 | 7.2 |  |  | ND | 236 | 400.4 | 1.4 |  | 7.2
| 15752 | 991 | Mackunda Formation | 1964-04-10 | 48 | ND | 9 | 68 | 396 | ND | 935.2 |  | 8.6 | 11.4 |  |  | ND | 237 | 820.8 | 0.4 |  | 526.2
| 15752 | 991 | Mackunda Formation | 1964-04-10 | 157 | ND | 8 | 163 | 444 | ND | 992.4 |  | 48.6 | 10 |  |  | ND | 266 | 1081.1 | 1.4 |  | 337.5
| 16403 | 991 | Mackunda Formation | 1966-01-01 |  | 5900 | 6 | 376 | 228 | 4119.59 | 1400 |  | 78 | 44 |  |  | 278 |  | 1400 | 0.9 |  | 1060
| 51160 | 991 | Mackunda Formation | 1977-01-01 | 58 | 3100 |  | 178 | 476 | ND | 600 |  | 58 | 8 |  |  | 580 |  | 717 | 0.2
| 51160 | 991 | Mackunda Formation | 1977-01-01 | 89 | 3300 |  | 178 | 385 | ND | 668 |  | 40 | 19 |  |  | 470 |  | 735 |  |  | 245
| 51160 | 991 | Mackunda Formation | 1977-05-01 |  | 3300 |  | 180 | 385 | 1957.2 | 687.4 |  | 40 | 19.5 |  |  | 469.8 |  | 734.3 |  |  | 245
| 51160 | 991 | Mackunda Formation | 1977-05-01 |  | 3100 |  | 180 | 475 | 1668.34 | 600.1 |  | 58.1 | 8.5 |  |  | 579.7 |  | 716.6
| 51160 | 991 | Mackunda Formation | 1977-06-01 | 122 | 4200 |  | 98 | 280 | ND | 918 |  | 18 | 13 |  |  | 342 |  | 1000 | 0.15 |  | 384
| 51161 | 991 | Mackunda Formation | 1977-01-01 | 43 | 5300 |  | 228 | 250 | ND | 998 |  | 40 | 31 |  |  | 305 |  | 1392 |  |  | 182
| 51161 | 991 | Mackunda Formation | 1977-01-01 | 28 | 5500 |  | 373 | 350 | ND | 1074 |  | 62 | 53 |  |  | 427 |  | 1558 |  |  | 158
| 51161 | 991 | Mackunda Formation | 1977-06-11 | 102 | 4300 |  | 131 | 105 | ND | 925 |  | 26 | 16 |  |  | 128 |  | 1228 |  |  | 293
| 51161 | 991 | Mackunda Formation | 1977-06-01 |  | 5500 |  | 375 | 350 | 3115.21 | 1073.7 |  | 62.1 | 53.5 |  |  | 427.1 |  | 1557.4 |  |  | 158.5
| 51161 | 991 | Mackunda Formation | 1977-06-01 |  | 5300 |  | 230 | 250 | 2792.52 | 997.8 |  | 40 | 31.6 |  |  | 305.1 |  | 1390.6 |  |  | 182.5
| 51623 | 991 | Mackunda Formation | 1982-02-16 | 106 | 11000 | 6 | 560 | 320 | 6920.06 | 2400 | 13 | 150 | 45 |  |  | 390 | ND | 3200 | 0.2 | 10 | 910
| 118974 | 991 | Mackunda Formation | 2007-11-14 | 696 | 727 | 8 | 12 | 296 | 440 | 167 | 3 | 4.6 | 0.1 | 0.26 | 0.01 | 348 | 6 | 58 | 1.7 | ND | ND | ND
| 22312 | 991 | Undifferentiated Devonian | 1964-09-10 | 1212 | NA | NA | NA |  | NA | NA | NA | NA | NA |  |  | NA | NA | 870 |  |  | NA |  | Beryl 1
| 3130 | 991 | undifferentiated aquifer | 1966-01-01 |  | 400 | 9 | 88 | 164 | 233.37 | 46 | 20 | 28 | 4.4 |  |  | 200 |  | 32 | 0.43 |  | 4.2
| 3138 | 991 | undifferentiated aquifer | 1966-01-01 |  | 540 | 8 | 44 | 182 | 326.57 | 107 | 13 | 11.2 | 3.9 |  |  | 188 | 17 | 70 | 0.23 |  | 12
| 3549 | 991 | undifferentiated aquifer | 1967-02-14 |  | 660 | 8 | 104 | 267 | 393.2 | 122 |  | 25 | 10 |  |  | 325 |  | 64 | 0.4 |  | 12
| 3549 | 991 | undifferentiated aquifer | 1966-09-01 |  | 671 | 8 | 125 | 264 | 423.07 | 125 |  | 30 | 12 |  |  | 305 | 8 | 78 | 0.1 |  | 20
| 3549 | 991 | undifferentiated aquifer | 1964-05-12 | 1313 | ND | 7 | 125 | 263 | ND | 110.1 |  | 28.6 | 12.9 |  |  | ND | 157 | 60.1 | ND |  | 15.7
| 3549 | 991 | undifferentiated aquifer | 1971-10-04 |  | 715 | 7 | 111 | 268 | 409.09 | 124 |  | 28 | 10 |  |  | 327 |  | 66 | 0.3 |  | 20
| 3549 | 991 | undifferentiated aquifer | 1964-04-12 | 1313 | ND | 7 | 125 | 263 | ND | 110.1 |  | 28.6 | 12.9 |  |  | ND | 157 | 60.1 |  |  | 15.7
| 3552 | 991 | undifferentiated aquifer | 1962-11-08 |  | ND | 7 | 1055 | 143 | ND | 2701.3 |  | 188.8 | 141.6 |  |  | ND | 86 | 3903.9 | 0.8 |  | 1234.1
| 3554 | 991 | undifferentiated aquifer | 1971-10-03 |  | 9800 | 7 | 1141 | 155 | 7270.88 | 2660 |  | 190 | 162 |  |  | 189 |  | 2790 | 0.95 | ND | 1375
| 3580 | 991 | undifferentiated aquifer | 1971-09-30 |  | 7000 | 8 | 192 | 190 | 3860.92 | 1419 |  | 52 | 15 |  |  | 232 |  | 1980 | 0.85 | ND | 280
| 3581 | 991 | undifferentiated aquifer | 1971-09-30 |  | 5600 | 8 | 200 | 120 | 3488.59 | 1215 |  | 57 | 14 |  |  | 146 |  | 1370 | 0.8 | ND | 760
| 4099 | 991 | undifferentiated aquifer | 1970-01-01 |  | 1050 | 8 | ND | 420 | 587.5 | 246 |  | 2 | ND |  |  | 512 |  | 76 | 0.75 |  | 11
| 4101 | 991 | undifferentiated aquifer | 1971-09-08 | 85 | 5400 | 7 | 206 | 180 | ND | 1103 |  | 56 | 16 |  |  | 220 |  | 1290 | 0.7 |  | 580
| 4128 | 991 | undifferentiated aquifer | 1971-08-30 |  | 5550 | 7 | 510 | 200 | 3212.47 | 1025 |  | 84 | 73 |  |  | 244 |  | 1490 | 0.5 | ND | 420
| 5741 | 991 | undifferentiated aquifer | 1966-01-01 |  | 640 | 8 | 54 | 232 | 378.88 | 133 |  | 21.6 | ND |  |  | 283 |  | 64 | 0.53 |  | 20.6
| 9171 | 991 | undifferentiated aquifer | 1971-10-03 |  | 2550 | 8 | 66 | 365 | 1494.41 | 541 |  | 20 | 4 |  |  | 445 |  | 370 | 0.6 | ND | 340
| 9451 | 991 | undifferentiated aquifer | 1971-09-07 | 131 | 5400 | 7 | 188 | 185 | ND | 1117 |  | 44 | 19 |  |  | 226 |  | 1480 | 0.7 |  | 334
| 11273 | 991 | undifferentiated aquifer | 1971-09-07 | 66 | 5850 | 7 | 181 | 355 | ND | 1139 |  | 38 | 21 |  |  | 433 |  | 1435 | 0.8 |  | 270
| 12283 | 991 | undifferentiated aquifer | 1971-10-04 |  | 4300 | 8 | 99 | 255 | 2820.72 | 982 |  | 28 | 7 |  |  | 311 |  | 710 | 0.8 | ND | 940
| 12320 | 991 | undifferentiated aquifer | 1954-02-23 | 100 | ND |  | 208 | 72 | ND | 1364.2 |  | 71.5 | 7.2 |  |  | ND | 43 | 1793.2 | 0.4 |  | 550.6
| 12339 | 991 | undifferentiated aquifer | 1971-10-03 |  | 8150 | 8 | 482 | 250 | 5496.07 | 1825 |  | 84 | 66 |  |  | 305 |  | 1870 | 1.1 | ND | 1500
| 13258 | 991 | undifferentiated aquifer | 1957-01-16 | 105 | ND |  | 469 | 148 | ND | 2176.5 |  | 135.9 | 31.5 |  |  | ND | 89 | 2392.4 |  |  | 1614.5
| 13440 | 991 | undifferentiated aquifer | 1957-08-08 | 755 | ND | 7 | 87 | 229 | 350.9 | 110.1 |  | 22.9 | 7.2 |  |  | ND | 137 | 60.1 | 0.4 |  | 12.9
| 13967 | 991 | undifferentiated aquifer | 1960-01-21 | 150 | ND |  | 288 | 351 | ND | 1297 |  | 105.8 | 5.7 |  |  | ND | 210 | 1108.3 | 0.6 |  | 1145.4
| 13980 | 991 | undifferentiated aquifer | 1960-01-12 | 61 | ND | 6 | 381 | 146 | ND | 1543 |  | 103 | 30 |  |  | ND | 87 | 2205.1 | 0.3 |  | 463.3
| 15060 | 991 | undifferentiated aquifer | 1962-04-18 | 108 | ND | 5 | 243 | 55 | ND | 1298.4 |  | 82.9 | 8.6 |  |  | ND | 33 | 1214.1 | 2 |  | 1248.4
| 15442 | 991 | undifferentiated aquifer | 1963-03-28 | 137 | ND | 8 | 20 | 659 | ND | 387.5 |  | 5.7 | 1.4 | 11.44 |  | ND | 395 | 93 |  |  | 71.5
| 15559 | 991 | undifferentiated aquifer | 1963-09-18 | 73 | ND | 7 | 1056 | 346 | ND | 1248.4 |  | 271.7 | 91.5 |  |  | ND | 207 | 1931.9 | 0.4 |  | 673.5
| 51610 | 991 | undifferentiated aquifer | 1982-02-11 |  | 6160 | 8 | 183 | 109 | 3639.5 | 1270 | 10 | 65 | 5 |  |  | 133 | ND | 1770 | 0.1 | ND | 435
| 69302 | 991 | undifferentiated aquifer | 1919-11-19 |  | 8300 | 8 | 527 | 161 | 4696.22 | 1600 | 8 | 120 | 55 | ND | ND | 190 | 3 | 2650 | 0.1 | ND | 155 | ND
| 3566 | 991 | Winton Formation | 1971-10-03 |  | 5500 | 8 | 224 | 170 | 3652.68 | 1226 |  | 50 | 24 |  |  | 207 |  | 1030 | 0.9 | ND | 1220
| 7574 | 991 | Winton Formation | 1971-09-09 | 163 | 5200 | 7 | 136 | 130 | ND | 1059 |  | 48 | 4 |  |  | 159 |  | 1465 | 0.45 | ND | 232
| 7575 | 991 | Winton Formation | 1971-09-10 | 137 | 3750 | 8 | 118 | 320 | ND | 783 |  | 29 | 11 |  |  | 390 |  | 800 | 0.55 | ND | 360
| 9085 | 991 | Winton Formation | 1983-02-10 | 149 | 7200 | 8 | 345 | 100 | 4678.91 | 1600 | 10 | 105 | 20 |  |  | 120 | 1 | 2300 | 0.2 | 1 | 570
| 10988 | 991 | Winton Formation | 1959-03-18 |  | ND |  | 1430 | 72 | ND | 3128.8 |  | 539.1 | 20 |  |  | ND | 43 | 5096.5 | 0.1 |  | 942.4
| 13172 | 991 | Winton Formation | 1956-12-13 | 91 | ND |  | 376 | 198 | ND | 1547.3 |  | 117.3 | 20 |  |  | ND | 119 | 1911.9 | 0.2 |  | 816.5
| 15435 | 991 | Winton Formation | 1963-05-15 | 93 | ND | 8 | 202 | 119 | ND | 1056.8 |  | 64.4 | 10 |  |  | ND | 72 | 886.6 | 0.4 |  | 1082.5
| 16297 | 991 | Winton Formation | 1966-01-01 |  | 8230 | 8 | 538 | 240 | 5337.47 | 1810 |  | 184 | 19 |  |  | 293 |  | 2480 | 0.4 |  | 700
| 16297 | 991 | Winton Formation | 1966-01-01 |  | 8920 | 7 | 662 | 225 | 5790.73 | 1930 |  | 240 | 15 |  |  | 274 |  | 2770 | 1 |  | 700
| 3374 | 996 | Adori Sandstone | 1989-09-06 | 674 | 1500 | 9 | 16 | 692 | 1006.54 | 395 | 3 | 4.1 | 1.3 | ND | ND | 790 | 26 | 120 | 4.7 | 3 | 34 | 0.07
| 22130 | 996 | Betts Creek Beds | 1962 | 1095 | NA | 8.4 | 10 |  | 1620 | 324 | NA | 4 | NA |  |  | 708 | NA | 100 |  |  | NA |  | Brookwood 1
| 2909 | 996 | Hooray Sandstone | 1976-06-15 | 735 | 765 | 8 | ND | 312 | 456.81 | 172 | 3 | 3.6 | ND |  |  | 372 | 4 | 50 | 1.1 | ND | ND
| 2909 | 996 | Hooray Sandstone | 2003-05-08 | 954 | 692 | 8 | ND | 319 | 450 | 166.4 | 3 | 2.4 | ND | 0.15 | ND | 380.2 | 4 | 45.1 | 0.86 | ND | ND | ND
| 2909 | 996 | Hooray Sandstone | 2001-11-06 | 954 | 730 | 9 | ND | 324 | 455.4 | 170 | 3 | 3.1 | 0.1 | 0.05 | ND | 375 | 9 | 47.5 | 0.9 | ND | ND | 0.01
| 2909 | 996 | Hooray Sandstone | 1989-09-11 | 954 | 690 | 8 | ND | 324 | 467.83 | 170 | 3 | 3.5 | 0.1 | 0.01 | 0.02 | 385 | 5 | 53 | 1.1 | 1 | 2.8 | 0.01
| 2919 | 996 | Hooray Sandstone | 2002-02-07 | 850 | 1150 | 8 | 11 | 355 | 669 | 255 | 4 | 4 | 0.1 | 0.02 | ND | 415 | 9 | 145 | 10.5 | ND | ND | 0.01
| 2919 | 996 | Hooray Sandstone | 1978-09-28 | 850 | 1150 | 8 | 18 | 360 | 671.62 | 256 | 4 | 5.5 | 1 |  |  | 431 | 4 | 145 | 10 | 5
| 16266 | 996 | Hooray Sandstone | 2010-03-09 | 626 | 1480 | 8 | ND | 746 | 886 | 361 | 2 | 1.5 | 0.1 | ND | 0.01 | 879 | 15 | 40 | 4.2 | ND | ND | ND
| 16266 | 996 | Hooray Sandstone | 1989-09-07 | 626 | 1450 | 9 | ND | 777 | 928.56 | 380 | 2 | 1.6 | 0.1 | ND | 0.01 | 770 | 87 | 40.5 | 4 | ND | ND | ND
| 16266 | 996 | Hooray Sandstone | 1981-11-27 |  | 1540 | 8 | 23 | 785 | 955.37 | 387 | 2 | 6 | 2 |  |  | 943 | 7 | 45 | 4.4 | 3 | 4
| 16266 | 996 | Hooray Sandstone | 1966-01-01 | 627 | 1350 | 8 | ND | 729 | ND | 360 |  | 3.2 | ND |  |  | 791 | 48 | 40 | 4.2 |  | 6
| 16266 | 996 | Hooray Sandstone | 1965-06-24 | 70 | ND | 7 | 1096 | 79 | 9517.6 | 3150.3 |  | 276 | 98.7 |  |  | ND | 47 | 4564.6 | 0.8 |  | 1380
| 16266 | 996 | Hooray Sandstone | 1900-01-01 |  | 1420 | 9 | ND | 793 | 930.36 | 397 |  | 1 |  |  |  | 800 | 82 | 50 | 4 |  | 3
| 118968 | 996 | Hooray Sandstone | 2007-10-09 | 964 | 433 | 8 | 16 | 176 | 277 | 87 | 11 | 6.1 | 0.2 | 0.38 | 0.07 | 211 | 2 | 30 | 0.26 | ND | 1.2 | 0.01
| 1435 | 996 | Hutton Sandstone | 1990-08-08 |  | 528 | 8 | 103 | 157 | 338.74 | 67.6 | 23 | 19.5 | 13.1 | ND | 0.2 | 190.8 | ND | 63.9 | 0.12 | ND | 31.8
| 3175 | 996 | Hutton Sandstone | 1980-09-13 |  | 1050 | 8 | 40 | 414 | 583.18 | 215 | 10 | 11 | 3 |  |  | 497 | 4 | 83 | 0.9 | ND | 7
| 3175 | 996 | Hutton Sandstone | 1972-11-27 | 924 | 485 | 8 | 21 | 210 | ND | 113 |  | 2 | 4 |  |  | 256 |  | 35 | 0.1 |  | 6
| 3175 | 996 | Hutton Sandstone | 1985-03-12 |  | 430 | 8 | 17 | 175 | 272.17 | 85 | 10 | 6.6 |  | 0.5 | 0.01 | 210 | 1 | 28 | 0.3 | ND | 5.7
| 3175 | 996 | Hutton Sandstone | 1966-01-01 |  | 470 | 9 | 20 | 204 | 267.86 | 105 |  | 8 | ND |  |  | 234 | 7 | 32 | 0.6 |  | ND
| 3175 | 996 | Hutton Sandstone | 1984-09-12 | 923 | 470 | 8 | 39 | 195 | 308.2 | 86 | 11 | 15 | 0.3 | 0.04 | 0.01 | 235 | 2 | 32 | 0.3 | ND | 10
| 3175 | 996 | Hutton Sandstone | 2005-09-07 |  | 483 | 8 | 11 | 205 | 302.17 | 94 | 10 | 4.1 | 0.1 | 0.14 | 0.04 | 248 | 1 | 28 | 0.7 | ND | 4.8 | ND
| 3655 | 996 | Hutton Sandstone | 1965-09-19 | 791 | 400 | 8 | 52 | 152 | 230.72 | 77.5 |  | 16 | 2.9 |  |  | 146.4 | 19 | 32 | 0.14 |  | 11
| 3655 | 996 | Hutton Sandstone | 1989-09-06 | 879 | 385 | 8 | 52 | 163 | 251.32 | 59 | 12 | 15 | 3.3 | 0.01 | 0.09 | 195 | 2 | 29.5 | 0.2 | ND | 7.3 | ND
| 3655 | 996 | Hutton Sandstone | 1966-01-01 |  | 420 | 9 | 64 | 174 | 254.24 | 66 | 18 | 20.8 | 2.9 |  |  | 212 |  | 34 | 0.3 |  | 8
| 3657 | 996 | Hutton Sandstone | 2003-06-22 | 892 | 418 | 8 | 14 | 176 | 278.39 | 89.5 | 9 | 5.2 | 0.1 | 1.48 | 0.06 | 209.7 | 2 | 27.3 | 0.32 | ND | 6.8 | ND
| 3657 | 996 | Hutton Sandstone | 1989-09-07 | 891 | 430 | 8 | 18 | 195 | 287.31 | 90 | 8 | 6.8 | 0.2 | 0.01 | 0.08 | 230 | 3 | 27 | 0.6 | ND | 6.6 | ND
| 3657 | 996 | Hutton Sandstone | 1965-06-24 | 892 | ND | 8 | 14 | 217 | 295.25 | 118.7 |  | 5.7 | ND |  |  | ND | 130 | 37.2 | 0.65 |  | 2.9
| 4004 | 996 | Hutton Sandstone | 2001-11-06 | 934 | 600 | 8 | 12 | 269 | 388.14 | 140 | 7 | 4.1 | 0.2 | 0.04 | 0.05 | 315 | 6 | 37 | 0.8 | ND | ND | 0.01
| 4004 | 996 | Hutton Sandstone | 1966-06-08 |  | 590 | 8 | 12 | 274 | 350.73 | 141 |  | 4 | 0.5 |  |  | 334 |  | 40 | 1 |  | ND
| 4004 | 996 | Hutton Sandstone | 1965-06-24 | 935 | ND | 8 | 13 | 198 | ND | 107.3 |  | 2.9 | 1.4 |  |  | ND | 119 | 34.3 | 1.25 |  | ND
| 4004 | 996 | Hutton Sandstone | 1989-09-11 | 934 | 550 | 8 | 11 | 269 | 378.65 | 130 | 6 | 4.1 | 0.1 | 0.4 | 0.01 | 320 | 4 | 37.5 | 0.9 | ND | 2
| 13970 | 996 | Hutton Sandstone | 1990-08-08 |  | 446 | 8 | 14 | 198 | 295.4 | 102 | 10 | 3.6 | 1.3 | 0.17 | 0.05 | 238 | 2 | 29.2 | 0.34 | ND | 2.2
| 13970 | 996 | Hutton Sandstone | 1989-09-06 | 709 | 435 | 8 | 13 | 195 | 280 | 93 | 6 | 3.8 | 1 | 0.01 | 0.01 | 235 | 2 | 29 | 0.4 | ND | 7
| 13970 | 996 | Hutton Sandstone | 1960-01-21 |  | ND |  | ND | 683 | ND | 343.2 |  | 1.4 | ND |  |  | ND | 409 | 50.1 | 2.5 |  | ND
| 13970 | 996 | Hutton Sandstone | 1965-09-19 |  | 470 | 8 | 12 | 208 | 283.75 | 114.9 |  | 1.6 | 1.9 |  |  | 254 |  | 32 | 0.46 |  | 8
| 13970 | 996 | Hutton Sandstone | 2004-06-23 | 715 | 461 | 8 | ND | 189 | 290.58 | 99.4 | 8 | 2.6 | 0.9 | 0.22 | 0.04 | 228.3 | 1 | 29.3 | 0.33 | ND | 6.8 | 0.01
| 69496 | 996 | Hutton Sandstone | 1988-06-09 | 975 | 570 | 8 | ND | 249 | 364.9 | 130 | 6 | 2.9 | ND | 0.13 | 0.02 | 295 | 4 | 41 | 0.7 | ND | 2
| 69496 | 996 | Hutton Sandstone | 2001-11-06 | 1000 | 560 | 9 | ND | 236 | 352.15 | 125 | 6 | 3 | 0.1 | 0.12 | ND | 275 | 6 | 39.5 | 0.5 | ND | ND | 0.01
| 93410 | 996 | Hutton Sandstone | 1997-12-15 | 701 | 500 | 8 | 51 | 165 | 304.33 | 85 | 14 | 11.5 | 5.4 | 0.07 | 0.1 | 200 | 1 | 54 | 0.1 | ND | 12 | 0.02
| 93410 | 996 | Hutton Sandstone | 2009-10-21 | 702 | 533 | 8 | 46 | 177 | 315 | 93 | 12 | 10 | 5 | 0.7 | 0.12 |  | 4 | 52 | 0.31 | ND | 10.9 | ND
| 93883 | 996 | Hutton Sandstone | 2002-02-28 | 980 | 880 | 8 | 18 | 410 | 557.29 | 210 | 5 | 6.7 | 0.2 | 0.21 | ND | 485 | 7 | 53 | 2.2 | ND | ND | 0.03
| 118052 | 996 | Hutton Sandstone | 2009-10-22 | 720 | 548 | 8 | 77 | 158 | 320 | 74 | 18 | 15 | 9.4 | 0.21 | 0.22 |  | 2 | 57 | 0.08 | ND | 25 | 0.01
| 118052 | 996 | Hutton Sandstone | 2004-11-03 | 720 | 552 | 7 | 82 | 157 | 323.52 | 74 | 18 | 16 | 10 | ND | 0.14 | 190 | ND | 58 | ND | ND | 28 | 0.01
| 118355 | 996 | Hutton Sandstone | 2005-09-08 |  | 1060 | 8 | ND | 357 | 654 | 253 | 3 | 2.3 | 0.1 | 0.15 | ND | 430 | 3 | 132 | 10 | ND | 1.5 | ND
| 118355 | 996 | Hutton Sandstone | 2005-07-08 |  | 1060 | 8 | ND | 357 | 656.2 | 253 | 3 | 2.3 | 0.1 | 0.15 | ND | 430 | 3 | 132 | 10 | ND | 1.5 | ND
| 2390 | 996 | Undifferentiated Injune Creek Group | 1966-01-01 |  | 1160 | 8 | ND | 440 | 730.04 | 304.5 |  | 3.2 | ND |  |  | 537 |  | 140 | 8.7 |  | 9.6
| 2348 | 996 | Mackunda Formation | 1966-01-01 |  | 1550 | 8 | 12 | 566 | 933.94 | 382 |  | 4.8 | ND |  |  | 610 | 40 | 180 | 2.6 |  | 25
| 2348 | 996 | Mackunda Formation | 1965-06-24 | 1098 | ND | 8 | ND | 435 | ND | 288.9 |  | 2.9 | ND |  |  | ND | 260 | 138.7 | 5.5 |  | 5.7
| 2348 | 996 | Mackunda Formation | 1988-10-03 |  | 1650 | 9 | ND | 572 | 1007.78 | 390 | 3 | 3.7 | ND | 0.14 | 0.01 | 650 | 23 | 200 | 5.7 | 3 | 15.5 | 0.01
| 3174 | 996 | Mackunda Formation | 1990-08-12 |  | 495 | 8 | ND | 183 | 309.99 | 115 | 6 | 1.3 | 0.1 | 0.01 | 0.01 | 220 | 2 | 41.5 | 1.7 | ND | 11.5
| 3201 | 996 | Mackunda Formation | 1967-01-01 |  | 872 | 8 | 13 | 373 | 518.76 | 213 |  | 2 | 2 |  |  | 439 | 8 | 70 | 2.9 |  | 5
| 12015 | 996 | Mackunda Formation | 1952-02-28 | 173 | ND |  | 1715 | 105 | ND | 3239 |  | 450.5 | 143 |  |  | ND | 63 | 5794.4 |  |  | 464.8
| 12175 | 996 | Mackunda Formation | 1953-09-11 | 113 | ND |  | 135 | 358 | ND | 720.7 |  | 32.9 | 12.9 |  |  | ND | 214 | 650.7 |  |  | 409
| 12282 | 996 | Mackunda Formation | 1954-08-13 | 153 | ND |  | 408 | 124 | ND | 1116.8 |  | 104.4 | 35.8 |  |  | ND | 74 | 1135.4 | 0.2 |  | 1066.8
| 12614 | 996 | Mackunda Formation | 1954-08-25 | 131 | ND |  | 61 | 184 | 1563.6 | 550.6 |  | 17.2 | 4.3 |  |  | ND | 110 | 431.9 | 0.5 |  | 449
| 12665 | 996 | Mackunda Formation | 1979-10-26 |  | 4700 | 8 | 163 | 255 | 2754.72 | 960 | 6 | 42 | 14 |  |  | 311 | ND | 965 | 0.1 | 3 | 600
| 12724 | 996 | Mackunda Formation | 1979-10-26 |  | 3300 | 8 | 71 | 170 | 1919.82 | 656 | 2 | 22 | 4 |  |  | 203 | 2 | 650 | 0.1 | 2 | 466
| 13090 | 996 | Mackunda Formation | 1965-06-24 | 122 | ND | 9 | 25 | 143 | ND | 537.7 |  | 2.9 | 4.3 |  |  | ND | 86 | 400.4 | 0.95 |  | 466.2
| 13333 | 996 | Mackunda Formation | 1965-06-24 | 68 | ND | 7 | 519 | 55 | ND | 1713.1 |  | 207.4 | ND |  |  | ND | 33 | 1841.8 | 0.95 |  | 1533
| 15751 | 996 | Mackunda Formation | 1964-11-10 | 96 | ND | 7 | 911 | 55 | 6086.7 | 1871.9 |  | 256 | 65.8 |  |  | ND | 33 | 2463.9 | 0.5 |  | 1395.7
| 15506 | 996 | Moolayember Formation | 2004-06-24 | 861 | 378 | 8 | 84 | 139 | 228.86 | 29.1 | 24 | 21.7 | 7.2 | ND | 0.13 | 169.4 | ND | 27.1 | 0.38 | ND | 7.4 | 0.05
| 363 | 996 | undifferentiated aquifer | 1984-05-01 | 701 | 520 | 8 | 75 | 165 | 281.36 | 71 | 16 | 15 | 9 | 0.03 | 0.19 | 200 | 1 | 56 | 0.1 | ND | 14
| 363 | 996 | undifferentiated aquifer | 1974-10-16 |  | 515 | 8 | 71 | 160 | 263.13 | 68 | 16 | 14 | 8.7 |  |  | 195.3 |  | 60 | 0.4 | ND | ND
| 363 | 996 | undifferentiated aquifer | 1972-09-07 |  | 535 | 9 | 83 | 185 | 306.67 | 94 |  | 12 | 13 |  |  | 226 |  | 65 | 0.55 |  | 11
| 363 | 996 | undifferentiated aquifer | 1971-12-21 |  | 520 | 8 | 79 | 165 | 320.23 | 97 |  | 20 | 7 |  |  | 201 |  | 65 | 0.4 |  | 32
| 2893 | 996 | undifferentiated aquifer | 1997-07-14 |  | 4720 | 8 | 119 | 98 | 2930.25 | 1080 | 5 | 37 | 6.4 | 0.01 |  | 120 | ND | 1020 | 0.14 | 1 | 722
| 2900 | 996 | undifferentiated aquifer | 1997-07-14 |  | 9990 | 8 | 744 | 46 | 6153.49 | 1900 | 10 | 240 | 35 | 0.01 |  | 56 | ND | 2620 | 0.04 | ND | 1320
| 2903 | 996 | undifferentiated aquifer | 1965-06-16 | 108 | ND | 8 | 501 | 148 | ND | 1114 |  | 134.4 | 40 |  |  | ND | 89 | 1956.2 | 0.9 |  | 17.2
| 2907 | 996 | undifferentiated aquifer | 1983-11-30 |  | 10000 | 7 | 767 | 144 | 6139.55 | 2000 | 1 | 200 | 65 |  |  | 175 | ND | 3200 | 0.1 | 4 | 580
| 2907 | 996 | undifferentiated aquifer | 1965-06-16 | 36 | ND | 7 | 522 | 155 | ND | 1085.4 |  | 135.9 | 44.3 |  |  | ND | 93 | 1924.8 | 0.85 |  | 17.2
| 4246 | 996 | undifferentiated aquifer | 1965-09-20 |  | 400 | 8 | 537 | 151 | 421.8 | 67.2 |  | 208 | 3.9 |  |  | 176 | 4 | 44 | 0.16 |  | 8.5
| 4246 | 996 | undifferentiated aquifer | 1994-09-30 |  | 475 | 8 | 77 | 148 | 289.21 | 53 | 31 | 17 | 8.2 | 0.17 | 0.17 | 175 | 2 | 55 | 0.2 | ND | 9.2 | ND
| 4246 | 996 | undifferentiated aquifer | 1985-02-18 | 854 | 435 | 8 | 78 | 144 | 260.45 | 46 | 20 | 18 | 8 | 0.01 | 0.19 | 175 | ND | 42 | 0.2 | ND | 14
| 5132 | 996 | undifferentiated aquifer | 1936-06-16 | 201 | ND |  | 283 | 60 | ND | 1454.3 |  | 113 | ND |  |  | ND | 36 | 2245.1 |  |  | 211.6
| 6514 | 996 | undifferentiated aquifer | 1981-12-17 |  | 1860 | 9 | 17 | 737 | 1117.97 | 440 | 2 | 5 | 1 |  |  | 823 | 37 | 175 | 5.8 | ND | 7
| 6514 | 996 | undifferentiated aquifer | 1965-06-24 | 537 | ND | 8 | 17 | 743 | ND | 451.9 |  | 4.3 | 1.4 |  |  | ND | 445 | 180.2 | 5.65 |  | 5.7
| 7890 | 996 | undifferentiated aquifer | 1979-10-26 |  | 1900 | 8 | 32 | 445 | 1146.5 | 422 | 2 | 8 | 3 |  |  | 530 | 6 | 280 | 0.1 | ND | 148
| 7890 | 996 | undifferentiated aquifer | 1965-06-24 | 69 | ND | 7 | 40 | 401 | ND | 374.7 |  | 11.4 | 2.9 |  |  | ND | 240 | 251.7 | 0.2 |  | 97.2
| 11803 | 996 | undifferentiated aquifer | 1952-07-24 | 137 | ND |  | 111 | 213 | ND | 776.5 |  | 37.2 | 4.3 |  |  | ND | 127 | 859.4 |  |  | 361.8
| 11805 | 996 | undifferentiated aquifer | 1952-07-18 | 122 | ND |  | 605 | 129 | ND | 2030.6 |  | 150.2 | 55.8 |  |  | ND | 77 | 2483.9 | 0.4 |  | 1339.9
| 15467 | 996 | undifferentiated aquifer | 1963-09-11 | 85 | ND | 7 | 237 | 764 | ND | 433.3 |  | 42.9 | 31.5 |  |  | ND | 458 | 276 |  |  | 22.9
| 17044 | 996 | undifferentiated aquifer | 1966-11-17 |  | 5430 | 8 | 169 | 85 | 3463.54 | 1226 |  | 48 | 12 |  |  | 104 |  | 1450 | 0.4 |  | 676
| 17044 | 996 | undifferentiated aquifer | 1966-11-17 |  | 6510 | 7 | 224 | 70 | 3979.19 | 1405 |  | 70 | 12 |  |  | 85 |  | 1775 | 0.4 |  | 675
| 51430 | 996 | undifferentiated aquifer | 1981-07-14 |  | 467 | 8 | 51 | 188 | ND | 75 | 14 | 15 | 3.4 |  |  | 221 | 4 | 32 | 0.2 | 1 | 10
| 51430 | 996 | undifferentiated aquifer | 1981-07-14 |  | 422 | 7 | 45 | 178 | 246.2 | 71 | 14 | 12 | 3.6 |  |  | 217 | ND | 29 | 0.2 | ND | 9
| 69215 | 996 | undifferentiated aquifer | 1985-01-01 | 122 | 590 | 8 | 55 | 252 | 377.29 | 110 | 8 | 19.5 | 1.4 | ND | ND | 300 | 3 | 35 | 0.7 | ND | 6.2 | 0.02
| 69216 | 996 | undifferentiated aquifer | 1985-01-01 | 169 | 6100 | 8 | 268 | 85 | 3784.82 | 1300 | 7 | 84 | 14 | ND | ND | 100 | 1 | 1350 | 0.2 | ND | 970 | 0.3
| 93585 | 996 | undifferentiated aquifer | 2000-07-04 | 200 | 7690 | 8 | 192 | 52 | 4131.21 | 1480 | 6 | 75 | 1 | 0.01 |  | 61 | ND | 2240 | ND |  | 298
| 146093 | 996 | undifferentiated aquifer | 2009-03-31 | 869 | 404 | 8 | 64 | 148 | 245 | 49 | 19 | 17 | 5.6 | 0.04 | 0.22 | 180 | ND | 28 | 0.27 | ND | 7.4 | 0.01
| 11455 | 996 | Winton Formation | 1965-06-24 | 135 | ND | 7 | 355 | 76 | 3793.1 | 1245.5 |  | 104.4 | 22.9 |  |  | ND | 46 | 1401.4 | 0.7 |  | 972.4
| 3504 | 999 | Hooray Sandstone | 2002-03-28 | 610 | 1650 | 9 | ND | 781 | 1032.96 | 420 | 3 | 2.4 | 0.2 | 0.9 | ND | 900 | 26 | 93 | 3.8 | ND | 11 | 0.02
| 3504 | 999 | Hooray Sandstone | 1966-01-01 |  | 1600 | 9 | ND | 745 | 1019.61 | 423 |  | 3.2 | ND |  |  | 674 | 115 | 96 | 4 |  | 47
| 3504 | 999 | Hooray Sandstone | 1972-07-25 |  | 1700 | 8 | 14 | 781 | ND | 435 |  | 4 | 1 |  |  | 769 | 90 | 100 | 2.45 | 4 | 29
| 23489 | 999 | Hooray Sandstone | 2002-03-27 | 1274 | 2200 | 8 | 23 | 1062 | 1440.37 | 560 | 11 | 8.3 | 0.5 | 1.1 | ND | 1250 | 22 | 125 | 3.2 | ND | 24.5 | 0.03
DST | 1044* | 999 | Hooray Sandstone | 1990-03-02 | 1108 | 1900 | 8.2 | 27 | 920 | 1370 | 530 | 5.4 | 9 | 1.1 | 0.7 | 0.25 | 1100 | 13.5 | 2.8 | 0.7 | 1.6 | 100 | 0.06 | Maneroo 1
| 2628 | 999 | Hutton Sandstone | 1966-10-26 | 1266 | 1400 | 8 | ND | 550 | 824.13 | 340 |  | 4 |  |  |  | 671 |  | 135 | 6.2 |  | 9
| 2628 | 999 | Hutton Sandstone | 1989-12-07 | 1264 | 1600 | 9 | 12 | 633 | 958.84 | 350 | 4 | 4 | 0.3 | ND | ND | 730 | 20 | 150 | 5.9 | ND | 9.3 | 0.03
| 2629 | 999 | Hutton Sandstone | 1966-01-01 |  | 2820 | 9 | 12 | 520 | 1116.74 | 444 | 18 | 3.2 | 1 |  |  | 429 | 101 | 264 | 8.7 |  | 66.4
| 2629 | 999 | Hutton Sandstone | 1966-06-30 | 1299 | 660 | 9 | ND | 320 | ND | 166.5 | 8 | 2.4 | ND |  |  | 346 | 22 | 34 |  |  | 8.4
| 5621 | 999 | Mackunda Formation | 1994-09-05 |  | 3950 | 8 | 151 | 96 | 2173.81 | 770 | 4 | 53 | 4.3 | ND | 0.07 | 115 | ND | 1250 | 0.2 | 3 | ND | 0.07
| 5623 | 999 | Mackunda Formation | 1959-11-03 | 314 | ND | 8 | 188 | 127 | ND | 719.3 |  | 65.8 | 5.7 |  |  | ND | 76 | 1135.4 | 0.7 |  | 22.9
| 5623 | 999 | Mackunda Formation | 1994-09-05 |  | 3000 | 8 | 99 | 108 | 1621.1 | 580 | 3 | 34 | 3.2 | ND | ND | 130 | 1 | 890 | 0.8 | 4 | 20 | 0.04
| 5625 | 999 | Mackunda Formation | 1994-09-05 |  | 4000 | 8 | 163 | 71 | 2269.69 | 790 | 4 | 59 | 3.7 | ND | ND | 85 | ND | 1300 | 0.1 | 3 | 47 | 0.06
| 6366 | 999 | Mackunda Formation | 1968-08-09 |  | 3410 | 7 | 59 | 100 | 1903.59 | 728 |  | 21 | 1.5 |  |  | 122 |  | 1092 | 1.1 |  | ND
| 7497 | 999 | Mackunda Formation | 1988-07-13 |  | 1500 | 8 | ND | 630 | 930 | 370 | 1 | 2.1 | 0.2 | 0.02 | 0.01 | 740 | 14 | 160 | 0.7 | ND | 2
| 11745 | 999 | Mackunda Formation | 1952-04-29 | 188 | ND |  | 189 | 86 | ND | 1105.4 |  | 61.5 | 8.6 |  |  | ND | 52 | 1731.7 | 0.1 |  | 67.2
| 11785 | 999 | Mackunda Formation | 1952-04-29 | 189 | ND |  | 142 | 127 | ND | 1053.9 |  | 54.3 | 1.4 |  |  | ND | 76 | 1541.5 |  |  | 128.7
| 12262 | 999 | Mackunda Formation | 1953-08-18 |  | ND |  | 223 | 227 | ND | 1422.9 |  | 58.6 | 18.6 |  |  | ND | 136 | 1874.7 | 0.07 |  | 429
| 12945 | 999 | Mackunda Formation | 1954-07-23 |  | ND |  | 151 | 201 | ND | 809.4 |  | 41.5 | 11.4 |  |  | ND | 120 | 1109.7 | 0.04 |  | 141.6
| 13274 | 999 | Mackunda Formation | 1994-09-05 |  | 2650 | 8 | 31 | 142 | 1488.58 | 560 | 2 | 11.5 | 0.5 | ND | 0.03 | 170 | 1 | 790 | 0.7 | 4 | ND | 0.14
| 13779 | 999 | Mackunda Formation | 1958-11-28 | 204 | ND |  | 146 | 141 | ND | 1196.9 |  | 51.5 | 4.3 |  |  | ND | 84 | 1717.4 |  |  | 185.9
| 13885 | 999 | Mackunda Formation | 1959-02-27 | 302 | ND |  | 144 | 57 | ND | 1002.4 |  | 52.9 | 2.9 |  |  | ND | 34 | 1544.4 | 0.4 |  | 88.7
| 15799 | 999 | Mackunda Formation | 1964-06-26 | 200 | ND | 7 | 261 | 119 | ND | 1259.8 |  | 85.8 | 11.4 | 5.72 |  | ND | 72 | 2044.9 | 0.8 |  | ND
| 51260 | 999 | Mackunda Formation | 1989-03-30 |  | 7500 | 8 | 546 | 26 | 4127.05 | 1350 | 10 | 200 | 11 | ND | 0.1 | 30.5 | ND | 2500 | ND | 4 | 35.5 | 0.2
| 2645 | 999 | undifferentiated aquifer | 1983-11-09 | 42 | 1450 | 7 | 246 | 160 | 736.74 | 175 | 6 | 31 | 41 | 0.02 | 0.13 | 195 | ND | 320 | 0.3 | ND | 32
| 2646 | 999 | undifferentiated aquifer | 1965-12-29 | 39 | 13900 | 8 | 2139 | 120 | 8274.14 | 2380 |  | 464 | 238 |  |  | 146 |  | 5040 | 0.35 |  | 80
| 2646 | 999 | undifferentiated aquifer | 1966-02-08 | 610 | 8450 | 8 | 420 | 60 | 4760.19 | 1695 |  | 144 | 14.6 |  |  | 73 |  | 2860 | 0.7 |  | 10
| 5952 | 999 | undifferentiated aquifer | 1983-11-02 | 244 | 5300 | 8 | 256 | 31 | 3137.28 | 1100 | 5 | 89 | 8 | 0.07 | ND | 36 | ND | 1700 | 0.2 | 7 | 195
| 5952 | 999 | undifferentiated aquifer | 1959-02-27 |  | ND |  | 246 | 43 | ND | 1062.5 |  | 84.4 | 8.6 |  |  | ND | 26 | 1645.9 | 0.2 |  | 188.8
| 23333 | 999 | undifferentiated aquifer | 1985-10-16 | 1011 | 1600 | 9 | 14 | 520 | 940 | 360 | 4 | 5.2 | 0.2 | 0.06 | ND | 600 | 18 | 160 | 9.6 | ND | 49
| 51171 | 999 | undifferentiated aquifer | 1982-04-07 | 117 | 4900 | 8 | 108 | 25 | 2831.46 | 1100 | 4 | 40 | 2 |  |  | 30 | ND | 1600 | 0.6 | 10 | 40
| 51198 | 999 | undifferentiated aquifer | 1978-04-14 |  | 13300 |  | 1741 | 75 | 9403.79 | 2981.9 |  | 436.4 | 158.1 |  |  | 91.5 |  | 5782.4 |  |  | ND
| 51419 | 999 | undifferentiated aquifer | 1983-03-04 | 151 | 1050 | 7 | 18 | 99 | 617.2 | 215 | 1 | 7 | ND |  |  | 120 | ND | 200 | 0.4 | 2 | 115
| 51419 | 999 | undifferentiated aquifer | 1983-03-04 | 151 | 1050 | 8 | 18 | 104 | 598.76 | 215 | 1 | 7 | ND |  |  | 125 | 1 | 175 | 0.4 | ND | 120
| 51830 | 999 | undifferentiated aquifer | 2002-03-21 | 905 | 1800 | 8 | 11 | 689 | 1154.54 | 440 | 3 | 3.9 | 0.2 | 0.04 | ND | 810 | 14 | 145 | 5.9 | ND | 87 | 0.01
| 93589 | 999 | undifferentiated aquifer | 1999-08-13 | 243 | 9100 | 7 | 333 | 29 | 5387.29 | 2000 | 7 | 130 | 2 | 0.05 | 0.04 | 35.5 | ND | 3200 | 0.2 | 5 | 20 | 0.04
| 93589 | 999 | undifferentiated aquifer | 2000-07-04 | 243 | 9560 | 8 | 357 | 27 | 4745.07 | 1780 | 8 | 140 | 1.5 | 0.01 |  | 30 | ND | 2800 | ND |  | ND
| 51916 | 999 | Westbourne Formation | 1984-04-01 | 950 | 1750 | 8 | 11 | 668 | 1122.66 | 430 | 3 | 3.7 | 0.2 | ND | ND | 790 | 12 | 140 | 5.5 | ND | 90
| 51916 | 999 | Westbourne Formation | 1984-04-02 | 950 | 1750 | 9 | 11 | 679 | 1133.45 | 435 | 3 | 3.9 | 0.3 | ND | ND | 780 | 23 | 140 | 5.4 | ND | 89
| 5043 | 999 | Winton Formation | 1936-03-06 | 232 | ND |  | 79 | 60 | ND | 1962 |  | 31.5 | ND |  |  | ND | 36 | 3028.7 |  |  | 18.6
| 5613 | 999 | Winton Formation | 1956-02-07 |  | ND |  | 687 | 84 | ND | 1787.5 |  | 110.1 | 100.1 |  |  | ND | 50 | 3024.5 | 0.01 |  | 223.1
| 5622 | 999 | Winton Formation | 2008-06-03 | 838 | 539 | 8 | 143 | 200 | 307 | 52 | 13 | 25 | 20 | ND | 0.05 | 241 | 1 | 45 | 0.13 | ND | 8.7 | ND
| 5622 | 999 | Winton Formation | 1956-02-07 | 308 | ND |  | 1354 | 84 | ND | 2249.4 |  | 346.1 | 118.7 |  |  | ND | 50 | 3909.6 | 0.05 |  | 624.9
| 6783 | 999 | Winton Formation | 1975-11-26 |  | 700 | 8 | 20 | 288 | 385.49 | 152 | 1 | 6.8 | 0.8 |  |  | 346 | 2 | 52 | 0.46 | ND | ND
| 12948 | 999 | Winton Formation | 1956-03-29 | 442 | ND |  | 27 | 454 | ND | 404.7 |  | 8.6 | 1.4 | ND |  | ND | 272 | 320.3 | 0.3 |  | ND
| 12948 | 999 | Winton Formation | 1970-10-22 | 476 | 1600 | 8 | 23 | 455 | ND | 369 |  | 6 | 2 | ND |  | 555 | ND | 260 | 0.3 | 7 | ND
| 12948 | 999 | Winton Formation | 1956-05-22 |  | ND |  | 278 | 69 | ND | 1992 |  | 97.2 | 8.6 |  |  | ND | 42 | 3224.7 | 0.04 |  | ND
| 13132 | 999 | Winton Formation | 1962-10-25 |  | ND | 7 | 913 | 48 | ND | 2598.3 |  | 308.9 | 34.3 |  |  | ND | 29 | 4292.9 |  |  | 446.2
| 15303 | 999 | Winton Formation | 1962-09-25 |  | ND | 7 | 250 | 215 | ND | 1518.7 |  | 85.8 | 8.6 |  |  | ND | 129 | 2348.1 | 0.04 |  | 25.7
| 15304 | 999 | Winton Formation | 1963-03-22 | 206 | ND | 8 | 1253 | 110 | 9249.4 | 3025.9 |  | 331.8 | 103 |  |  | ND | 66 | 4781.9 | 0.1 |  | 940.9
| 51261 | 999 | Winton Formation | 1989-03-30 |  | 4550 | 8 | 148 | 68 | 2512.97 | 900 | 8 | 51 | 4.9 | ND | ND | 82 | ND | 1400 | 0.1 | ND | 105 | 0.15
| 69575 | 999 | Winton Formation | 1992-08-21 | 183 | 8380 | 8 | 425 | 131 | 4689.68 | 1650 | 11 | 145 | 15 | ND | 0.22 | 150 | 4 | 2750 | 0.2 | ND | ND | 0.5
| 6964 | 1005 | Cadna-Owie Formation/Hooray Sandstone/Injune Creek Group | 1985-03-04 | 983 | 2000 | 9 | 12 | 925 | 1212.61 | 480 | 5 | 4.3 | 0.2 | 0.41 | 0.01 | 1050 | 38 | 105 | 3.7 | ND | 21
| 6964 | 1005 | Cadna-Owie Formation/Hooray Sandstone/Injune Creek Group | 2002-02-12 |  | 1950 | 8 | 11 | 896 | 1237.8 | 500 | 5 | 4.2 | 0.1 | 0.06 | 0.05 | 1050 | 20 | 110 | 3.9 | ND | 35.5 | 0.07
| 6964 | 1005 | Cadna-Owie Formation/Hooray Sandstone/Injune Creek Group | 1969-03-29 | 984 | 1910 | 8 | 18 | 956 | 1298.47 | 543 |  | 7 |  |  |  | 1166 |  | 148 | 3.15 |  | 24
| 1909 | 1005 | Hooray Sandstone | 1989-10-10 |  | 1660 | 9 | 11 | 692 | 1081.74 | 446 | 4 | 3.6 | 0.4 | ND | ND | 794.9 | 24 | 172 | 4.95 | 2 | ND | 0.01
| 4900 | 1005 | Hooray Sandstone | 1972-07-25 | 767 | 1950 | 8 | 21 | 986 | ND | 518 |  | ND | 5 |  |  | 946 | 126 | 115 | 2.9 | ND | ND
| 4900 | 1005 | Hooray Sandstone | 1966-01-01 |  | 1820 | 8 | 20 | 885 | 1154.82 | 489 |  | 4.8 | 1.9 |  |  | 962 | 58 | 100 | 3 |  | 25.5
| 4900 | 1005 | Hooray Sandstone | 2002-02-14 | 768 | 1900 | 8 | ND | 934 | 1183.16 | 480 | 4 | 3.4 | 0.2 | 0.06 | ND | 1100 | 19 | 89 | 3.2 | ND | ND | ND
| 4900 | 1005 | Hooray Sandstone | 2003-02-18 | 768 | 1825 | 8 | ND | 954 | 1186.24 | 466.8 | 4 | 3.2 | 0.2 | 0.05 | 0.04 | 1127.2 | 17 | 87.9 | 3.32 | ND | ND | ND
| 7170 | 1005 | Hooray Sandstone | 1972-07-25 |  | 2150 | 8 | 23 | 820 | 1378.27 | 550 |  | 6 | 2 |  |  | 744 | 126 | 155 | 2.45 | 6 | 165
| 7170 | 1005 | Hooray Sandstone | 1992-06-18 | 608 | 2168 | 9 | 18 | 798 | 1366.21 | 540 | 1 | 6.5 | 0.3 | 1.5 | 0.04 | 910 | 31 | 140 | 3.1 | ND | 145 | ND
| 30351 | 1005 | Hooray Sandstone | 1957-09-18 |  | ND |  | 1186 | 170 | 9612.6 | 3201.8 |  | 420.4 | 32.9 |  |  | ND | 102 | 5116.5 | 0.2 |  | 739.3
| 30351 | 1005 | Hooray Sandstone | 1957-09-18 | 92 | ND |  | 2072 | 74 | ND | 3969.7 |  | 626.3 | 123 |  |  | ND | 44 | 6615.2 | 0.2 |  | 1255.5
| 146269 | 1005 | Hooray Sandstone | 2010-05-06 | 850 | 1750 | 8 | ND | 748 | 1020 | 412 | 4 | 2 | 0.1 | 0.09 | ND | 890 | 11 | 108 | 5.7 | ND | ND | ND
| 2351 | 1005 | Hutton Sandstone | 1965-07-19 | 1220 | ND | 8 | ND | 430 | 658.2 | 270.3 |  | 2.9 | ND |  |  | ND | 257 | 114.4 | 4.6 |  | 8.6
| 22793 | 1005 | Hutton Sandstone | 2004-03-16 | 1137 | 2476 | 8 | 22 | 548 | 1587.68 | 608.7 | 7 | 8.1 | 0.3 | ND | 0.03 | 652.1 | 8 | 526.2 | 5.41 | ND | 39.4 | ND
| 22793 | 1005 | Hutton Sandstone | 1989-10-07 | 811 | 2700 | 8 | 32 | 623 | 1647.75 | 640 | 10 | 12 | 0.4 | ND | 0.03 | 740 | 9 | 510 | 5.5 | ND | 37.5 | ND
| 69827 | 1005 | Hutton Sandstone | 1993-03-14 |  | 1800 | 8 | 17 | 920 | 1163.4 | 460 | 2 | 5.7 | 0.5 | 0.19 | ND | 1100 | 10 | 43.5 | 5.1 | ND | 36.5 | ND
| 69827 | 1005 | Hutton Sandstone | 2002-03-06 |  | 1750 | 8 | 15 | 877 | 1105.02 | 440 | 4 | 5.3 | 0.2 | ND | ND | 1050 | 9 | 44.5 | 5.1 | ND | 36 | 0.02
| 1910 | 1005 | Undifferentiated Injune Creek Group | 2002-02-07 | 773 | 1550 | 8 | ND | 558 | 920.78 | 365 | 2 | 3.4 | 0.1 | 0.04 | ND | 660 | 10 | 170 | 9.4 | ND | ND | 0.01
| 1910 | 1005 | Undifferentiated Injune Creek Group | 1965-06-24 | 766 | ND | 8 | 13 | 564 | 889.9 | 364.7 |  | 2.9 | 1.4 |  |  | ND | 338 | 168.7 | 9 |  | 5.7
| 1910 | 1005 | Undifferentiated Injune Creek Group | 1991-10-07 | 765 | 1540 | 8 | ND | 545 | 927.33 | 381 | 2 | 3.2 | 0.3 | ND | ND | 634.2 | 14 | 169 | 8.5 | 2 | 2 | ND
| 1910 | 1005 | Undifferentiated Injune Creek Group | 1965-12-22 | 766 | 1500 | 8 | 16 | 580 | ND | 378 |  | 3 | 2 | ND |  | 620 | 43 | 180 | 10 |  | 3
| 3448 | 1005 | Mackunda Formation | 1983-01-05 |  | 13500 | 7 | 726 | 59 | 7652.29 | 2650 | 13 | 175 | 70 |  |  | 71 | ND | 4650 | 0.2 | 1 | 56
| 13543 | 1005 | Mackunda Formation | 1958-06-12 |  | ND |  | 168 | 361 | ND | 1169.7 |  | 20 | 28.6 |  |  | ND | 216 | 1068.2 |  |  | 812.2
| 15306 | 1005 | Mackunda Formation | 1962-07-18 |  | ND | 8 | 100 | 148 | ND | 1322.8 |  | 25.7 | 8.6 |  |  | ND | 89 | 2004.9 | 0.6 |  | ND
| 140 | 1005 | undifferentiated aquifer | 1965-01-01 |  | 1820 | 8 | 18 | 823 | 1147.81 | 469 |  | 4 | 2 |  |  | 951 | 26 | 92 | 4.2 |  | 83
| 140 | 1005 | undifferentiated aquifer | 2002-03-05 |  | 1800 | 8 | 13 | 784 | 1132.47 | 445 | 4 | 4.6 | 0.2 | 0.02 | ND | 940 | 8 | 81 | 3.8 | ND | 79 | 0.04
| 140 | 1005 | undifferentiated aquifer | 1965-09-10 |  | 1160 | 8 | 13 | 444 | 684.1 | 280 |  | 5 |  |  |  | 542 |  | 124 | 2.6 |  | 6
| 383 | 1005 | undifferentiated aquifer | 1991-11-03 |  | 1850 | 8 | ND | 850 | 1165.75 | 480 | 5 | 2.9 | 0.2 | 0.04 | ND | 990 | 22 | 120 | 5.5 | ND | 4.8 | ND
| 384 | 1005 | undifferentiated aquifer | 1991-11-03 |  | 1750 | 9 | ND | 775 | 1076.4 | 445 | 4 | 2.3 | 0.1 | 0.04 | ND | 890 | 26 | 115 | 6 | ND | ND | ND
| 1912 | 1005 | undifferentiated aquifer | 1965-12-31 | 589 | 1770 | 9 | 13 | 800 | ND | 453 |  | 2 | 2 |  |  | 910 | 32 | 140 | 6.1 |  | 3
| 2363 | 1005 | undifferentiated aquifer | 1960-04-01 | 122 | ND | 7 | 3087 | 136 | ND | 3626.5 |  | 799.4 | 264.6 |  |  | ND | 82 | 6119 | 0.2 |  | 2123.6
| 3498 | 1005 | undifferentiated aquifer | 1965-09-10 | 1830 | 5410 | 8 | 89 | 564 | ND | 1170 |  | 34 | 1 |  |  | 688 |  | 1420 | 3 |  | 66
| 4409 | 1005 | undifferentiated aquifer | 1966-06-13 |  | 1770 | 9 | 16 | 708 | ND | 457 |  | 6.4 | ND |  |  | 659 | 100 | 196 | 2.5 |  | ND
| 4409 | 1005 | undifferentiated aquifer | 1965-06-24 |  | ND | 8 | 14 | 860 | 1549.4 | 637.8 |  | 5.7 | ND |  |  | ND | 515 | 386.1 | 5 |  | ND
| 4409 | 1005 | undifferentiated aquifer | 1982-04-02 |  | 3000 | 8 | 83 | 607 | 1649.05 | 610 | 6 | 30 | 2 |  |  | 730 | 5 | 610 | 5.6 | 2 | 10
| 4412 | 1005 | undifferentiated aquifer | 1982-01-23 | 60 | 5700 | 8 | 108 | 92 | 3042.48 | 1110 | 6 | 40 | 2 |  |  | 112 | ND | 1800 | 0.4 | 5 | 7
| 4890 | 1005 | undifferentiated aquifer | 1966-07-15 | 1069 | 2100 | 9 | ND | 1235 | 1469.81 | 630 |  | 2.4 |  |  |  | 1095 | 202 | 84 | 6 |  | 7
| 4890 | 1005 | undifferentiated aquifer | 1965-01-01 |  | 2050 | 9 | ND | 1069 | 1293.97 | 545 |  | 2 | 1 |  |  | 1100 | 100 | 88 | 6.1 |  | 11
| 4892 | 1005 | undifferentiated aquifer | 1966-10-17 |  | 1675 | 8 | 14 | 685 | 967.57 | 402 |  | 4 | 1 |  |  | 835 |  | 140 | 6 |  | 4
| 4892 | 1005 | undifferentiated aquifer | 1965-09-10 |  | 1450 | 8 | 12 | 641 | 880.02 | 358 |  | 3 | 1 |  |  | 684 | 48 | 128 | 5.7 |  | ND
| 4892 | 1005 | undifferentiated aquifer | 1965-01-01 |  | 1500 | 8 | ND | 615 | 880.78 | 366 |  | 2 | 1 |  |  | 750 |  | 134 | 6 |  | 3
| 4892 | 1005 | undifferentiated aquifer | 1966-10-17 | 1086 | 2080 | 8 | 20 | 881 | 1243.42 | 508 |  | 3 | 3 |  |  | 997 | 38 | 184 | 8.2 |  | 9
| 4892 | 1005 | undifferentiated aquifer | 1966-10-17 |  | 2390 | 8 | ND | 945 | 1411.32 | 587 |  | 2 | ND |  |  | 985 | 82 | 240 | 8 |  | 8
| 4892 | 1005 | undifferentiated aquifer | 2002-07-16 | 1085 | 1510 | 8 | ND | 660 | 956.26 | 373 | 5 | 3.5 | 0.1 | 0.01 | 0.01 | 784.1 | 10 | 128 | 5.87 | ND | 1.5 | 0.01
| 4892 | 1005 | undifferentiated aquifer | 1987-12-15 | 1085 | 1500 | 8 | ND | 630 | 920 | 360 | 4 | 3.1 | 0.1 | 0.01 | 0.01 | 740 | 14 | 125 | 5.9 | ND | 2
| 4892 | 1005 | undifferentiated aquifer | 1966-10-17 |  | 1840 | 8 | ND | 753 | 1078.63 | 448 |  | 4 | ND |  |  | 918 |  | 160 | 8.25 |  | 7
| 4892 | 1005 | undifferentiated aquifer | 1966-10-17 |  | 2320 | 9 | ND | 855 | 1324.38 | 550 |  | 4 | ND |  |  | 798 | 120 | 244 | 7 |  | 7
| 4893 | 1005 | undifferentiated aquifer | 1965-10-06 |  | 1355 | 8 | 26 | 536 | 806.37 | 330 |  | 4 | 4 |  |  | 654 |  | 142 | 4.8 |  | ND
| 4893 | 1005 | undifferentiated aquifer | 1965-09-10 |  | 1300 | 8 | 17 | 517 | 757.87 | 312 |  | 5 | 1 |  |  | 630 |  | 126 | 4.1 |  | ND
| 4893 | 1005 | undifferentiated aquifer | 2002-03-26 | 1127 | 1350 | 8 | 11 | 515 | 827.48 | 325 | 6 | 4 | 0.1 | 0.02 | 0.03 | 610 | 8 | 130 | 3.8 | ND | ND | ND
| 4893 | 1005 | undifferentiated aquifer | 1986-07-18 |  | 1250 | 8 | 11 | 506 | 790.22 | 300 | 5 | 4.1 | 0.1 | ND | ND | 600 | 8 | 130 | 3.5 | ND | 2.9
| 4893 | 1005 | undifferentiated aquifer | 1965-01-01 |  | 1300 | 8 | ND | 525 | 792.29 | 325 |  | 2 | 1 |  |  | 640 |  | 140 | 4.6 |  | 5
| 4895 | 1005 | undifferentiated aquifer | 1965-09-10 | 1222 | 2030 | 8 | 12 | 938 | 1275.45 | 513 |  | 3 | 1 |  |  | 1030 | 56 | 160 | 6 |  | 30
| 4895 | 1005 | undifferentiated aquifer | 1966-01-01 |  | 1720 | 8 | 21 | 839 | 1191.43 | 490 |  | 5 | 2 |  |  | 936 | 43 | 152 | 7.2 |  | 32
| 4895 | 1005 | undifferentiated aquifer | 1976-06-18 |  | 1930 | 8 | 23 | 818 | 1154.9 | 470 | 6 | 8 | 0.5 |  |  | 988 | 4 | 147 | 7.2 |  | 26
| 4895 | 1005 | undifferentiated aquifer | 1987-12-15 | 1221 | 1900 | 8 | 15 | 830 | 1240 | 485 | 6 | 5.6 | 0.3 | 0.01 | 0.01 | 960 | 26 | 150 | 7.7 | ND | 32
| 4895 | 1005 | undifferentiated aquifer | 2002-03-07 | 1219 | 1950 | 8 | 15 | 822 | 1240.58 | 485 | 7 | 5.5 | 0.1 | ND | 0.03 | 970 | 16 | 155 | 7.4 | ND | 35.5 | 0.01
| 4897 | 1005 | undifferentiated aquifer | 1972-07-26 |  | 2250 | 8 | 62 | 920 | 1439.49 | 577 |  | ND | 15 |  |  | 1122 |  | 250 | 5.8 | ND | 40
| 4897 | 1005 | undifferentiated aquifer | 1987-12-15 | 1165 | 2150 | 9 | 14 | 920 | 1384.5 | 540 | 6 | 5 | 0.3 | 0.01 | 0.01 | 1050 | 36 | 195 | 7.1 | ND | 32
| 4897 | 1005 | undifferentiated aquifer | 2002-03-08 | 1162 | 2150 | 8 | 14 | 902 | 1376.82 | 540 | 6 | 5.2 | 0.2 | 0.1 | 0.04 | 1050 | 24 | 195 | 6.8 | ND | 30.5 | 0.01
| 4909 | 1005 | undifferentiated aquifer | 1966-01-01 |  | 1950 | 8 | 24 | 761 | 1234.82 | 492 |  | 4.8 | 2.9 |  |  | 781 | 72 | 124 | 2.6 |  | 152.5
| 4909 | 1005 | undifferentiated aquifer | 1972-07-24 | 909 | 2050 | 8 | 18 | 865 | ND | 519 |  | 4 | 2 |  |  | 1055 |  | 120 | 2.25 |  | 105
| 4909 | 1005 | undifferentiated aquifer | 2002-02-27 | 908 | 2000 | 8 | 15 | 796 | 1275.75 | 510 | 4 | 5.4 | 0.2 | 0.13 | ND | 940 | 14 | 115 | 2.6 | ND | 115 | ND
| 5091 | 1005 | undifferentiated aquifer | 1996-09-29 |  | 10490 | 7 | 335 | 36 | 6092.2 | 2180 | 7 | 118 | 9.6 | ND |  | 43 |  | 3120 | 0.35 | 2 | 634
| 5452 | 1005 | undifferentiated aquifer | 1954-02-23 | 188 | ND |  | 4501 | 14 | ND | 5186.6 |  | 1515.8 | 173 |  |  | ND | 9 | 10537.7 |  |  | 875.2
| 12822 | 1005 | undifferentiated aquifer | 1956-03-26 | 160 | ND |  | 579 | 74 | ND | 2079.2 |  | 170.2 | 37.2 |  |  | ND | 44 | 3550.7 | 0.35 |  | 22.9
| 12822 | 1005 | undifferentiated aquifer | 1956-03-26 | 160 | ND |  | 549 | 62 | ND | 2090.7 |  | 170.2 | 30 |  |  | ND | 37 | 3555 | 0.35 |  | 22.9
| 15597 | 1005 | undifferentiated aquifer | 1996-01-31 |  | 2680 | 8 | 94 | 371 | 1395.25 | 499 | 2 | 18 | 12 |  |  | 452 |  | 631 | 1.2 |  | 10
| 15597 | 1005 | undifferentiated aquifer | 1979-01-05 |  | 1900 | 8 | 18 | 399 | 1061.62 | 417 | 2 | 4 | 2 |  |  | 479 | 4 | 375 | 1.3 | 3 | 4
| 22059 | 1005 | undifferentiated aquifer | 1970-02-04 |  | 1550 | 8 | ND | 790 | 972 | 415 |  | 2 | ND |  |  | 964 |  | 80 | 1 |  | ND
| 51697 | 1005 | undifferentiated aquifer | 1983-01-06 |  | 12500 | 8 | 1230 | 274 | 7149.96 | 2200 | 15 | 245 | 150 |  |  | 330 | 2 | 3800 | 0.1 | 1 | 560
| 51698 | 1005 | undifferentiated aquifer | 1983-01-06 |  | 28500 | 7 | 5179 | 391 | 19576.26 | 5300 | 25 | 1150 | 560 |  |  | 475 | 1 | 11000 | ND | 4 | 1300
| 69890 | 1005 | undifferentiated aquifer | 2000-03-06 | 1000 | 1250 | 9 | ND | 542 | 776.9 | 305 | 4 | 1.8 | 0.1 | ND | 0.02 | 610 | 24 | 82 | 5.1 | ND | 4.2 | ND
| 93026 | 1005 | undifferentiated aquifer | 1994-12-12 | 110 | 25500 | 8 | 2449 | 43 | 17742.48 | 5700 | 19 | 790 | 115 | ND | 1.5 | 51 | ND | 9500 | 0.1 | ND | 1550 | ND
| 93026 | 1005 | undifferentiated aquifer | 1995-12-18 |  | 25100 | 7 | 2624 | 102 | 18263.9 | 6081 | 16 | 834 | 131 | 0.2 |  |  | 61 | 9430 |  | ND | 1710
| 93584 | 1005 | undifferentiated aquifer | 1999-08-13 | 186 | 2750 | 8 | 37 | 150 | 1529.32 | 600 | 2 | 10 | 3 | 0.03 | 0.02 | 175 | 4 | 800 | 1.3 | 3 | 10 | 0.02
| 93584 | 1005 | undifferentiated aquifer | 2000-07-04 | 185 | 2950 | 8 | 23 | 161 | 1515.31 | 568 | 2 | 8.9 | 0.1 | ND |  | 181 | 7 | 837 | 1.2 |  | 1.9
| 4414 | 1005 | Winton Formation | 1959-12-03 |  | ND | 7 | 431 | 64 | ND | 2032 |  | 141.6 | 18.6 |  |  | ND | 39 | 3063.1 | 0.02 |  | 446.2
| 4415 | 1005 | Winton Formation | 1993-06-11 | 210 | 25500 | 6 | 4052 | 11 | 17073.28 | 4900 | 16 | 1300 | 195 | 1.1 | 0.7 | 14 | ND | 9700 | 0.1 | 14 | 930
| 12946 | 1005 | Winton Formation | 1954-10-06 | 124 | ND | 7 | 309 | 74 | ND | 1748.9 |  | 93 | 18.6 |  |  | ND | 44 | 2769.9 |  |  | 125.8
| 12947 | 1005 | Winton Formation | 1956-05-22 | 190 | ND |  | 342 | 67 | ND | 1937.7 |  | 101.5 | 21.5 |  |  | ND | 40 | 3084.5 | 0.01 |  | 135.9
| 12947 | 1005 | Winton Formation | 1997-08-05 | 204 | 7470 | 6 | 166 | 65 | 4130.74 | 1520 | 14 | 54 | 7.5 |  |  | 79 |  | 2380 | 0.1 | ND | 116
| 14040 | 1005 | Winton Formation | 1960-01-21 |  | ND | 7 | 1833 | 41 | ND | 3542.1 |  | 617.8 | 70.1 |  |  | ND | 24 | 6332 | 0.04 |  | 547.7
| 22658 | 1008 | Colinlea Sandstone | 1970-03-19 | 741.85 | NA | 7.3 | 79 | 383 | 675 | 244 | NA | 31 | NA |  |  | 467 | NA | 146 |  |  | 22 |  | Coreena 1
| 2162 | 1008 | Coreena Member of the Wallumbilla Formation | 1972-03-22 | 88 | 750 | 8 | 56 | 58 | 398.11 | 133 |  | 16 | 4 |  |  | 71 |  | 190 | 0.2 |  | 20
| 278 | 1008 | Hooray Sandstone | 1966-01-01 |  | 1770 | 8 | 12 | 708 | 1037 | 431 |  | 3.2 | 1 |  |  | 795 | 34 | 160 | 2.8 |  | 14.5
| 1374 | 1008 | Hooray Sandstone | 2004-03-26 | 578 | 353 | 8 | ND | 147 | 235.45 | 84 | 1 | 1.1 | ND | ND | ND | 173.9 | 2 | 26.7 | 0.22 | ND | 4.3 | ND
| 1374 | 1008 | Hooray Sandstone | 1966-01-01 |  | 2000 | 8 | 16 | 840 | 1201.17 | 490 |  | 6.4 | ND |  |  | 907 | 58 | 92 | 3.2 |  | 106
| 1374 | 1008 | Hooray Sandstone | 1966-01-01 |  | 370 | 8 | ND | 156 | 228.45 | 92.5 |  | 3.2 | ND |  |  | 190 |  | 34 | 0.33 |  | 5
| 1374 | 1008 | Hooray Sandstone | 1965-01-01 |  | 370 | 8 | ND |  | 228.45 | 92.5 |  | 3.2 |  |  |  | 190 |  | 34 | 0.33 |  | 5
| 1374 | 1008 | Hooray Sandstone | 1965-01-01 |  | 200 | 8 | 17 | 840 | 1201.17 | 490 |  | 6.4 |  |  |  | 907 | 58 | 92 | 3.2 |  | 106
| 1375 | 1008 | Hooray Sandstone | 2002-10-30 | 375 | 1390 | 9 | ND | 490 | 828.47 | 341.7 | 2 | 2.8 | 0.1 | 0.03 | ND | 565.6 | 16 | 164.1 | 3.91 | ND | 0.5 | ND
| 1375 | 1008 | Hooray Sandstone | 1972-04-21 | 375 | 1380 | 8 | 25 | 515 | 847.04 | 345 |  | 5 | 3 | 0.03 | ND | 628 |  | 175 | 3.6 | ND | 4 | ND
| 1457 | 1008 | Hooray Sandstone | 1966-01-01 |  | 12600 | 8 | ND | 440 | 747.15 | 308 |  | 1.6 | ND |  |  | 488 | 24 | 156 | 3.6 |  | 14
| 1457 | 1008 | Hooray Sandstone | 1987-12-18 | 493 | 1250 | 8 | ND | 415 | 740 | 300 | 1 | 1.8 | 0.1 | 0.01 | 0.01 | 480 | 12 | 150 | 3.6 | 3 | 2.1
| 1457 | 1008 | Hooray Sandstone | 1964-11-27 | 479 | ND | 8 | 13 | 425 | 712.3 | 293.2 |  | 2.9 | 1.4 |  |  | ND | 254 | 157.3 | 3 |  | ND
| 1472 | 1008 | Hooray Sandstone | 2003-02-17 | 668 | 1800 | 8 | ND | 809 | 1131.41 | 454.8 | 3 | 2.4 | 0.1 | ND | ND | 943 | 21 | 141.5 | 4.71 | ND | ND | ND
| 1472 | 1008 | Hooray Sandstone | 1972-07-28 |  | 1850 | 8 | 21 | 830 | 1140.92 | 477 |  | ND | 5 |  |  | 805 | 102 | 150 | 4.1 | 7 | ND
| 1923 | 1008 | Hooray Sandstone | 1969-03-21 |  | 780 | 8 | 17 | 344 | 470.76 | 193 |  | 5 | 1 |  |  | 420 |  | 64 | 1.25 |  | ND
| 1923 | 1008 | Hooray Sandstone | 1966-01-01 |  | 750 | 9 | 14 | 366 | 484.32 | 200 |  | 4 | 1 |  |  | 407 | 19 | 58 | 2 |  | ND
| 1923 | 1008 | Hooray Sandstone | 2002-07-25 | 868 | 749 | 8 | 11 | 326 | 468.7 | 180.4 | 3 | 4.2 | 0.1 | 0.04 | ND | 387.5 | 5 | 51.9 | 2.1 | ND | ND | ND
| 1923 | 1008 | Hooray Sandstone | 1986-10-22 |  | 760 | 9 | ND | 325 | 480 | 180 | 3 | 3.9 | ND | 0.02 | 0.01 | 370 | 16 | 52 | 2.1 | ND | ND
| 2156 | 1008 | Hooray Sandstone | 1972-03-22 | 122 | 370 | 8 | 20 | 126 | 208.07 | 78 |  | 3 | 3 |  | ND | 154 |  | 40 | 0.35 | ND | 8
| 2168 | 1008 | Hooray Sandstone | 1993-05-17 | 198 | 335 | 8 | ND | 129 | 204.19 | 76.9 | 2 | 1.7 | 0.1 | ND | ND | 154.7 | 1 | 25.9 | 0.16 | ND | 4.2 | ND
| 2168 | 1008 | Hooray Sandstone | 2003-09-22 | 200 | 320 | 8 | ND | 128 | 198.99 | 72.4 | 2 | 1.3 | ND | 0.01 | 0.01 | 154.1 | 1 | 25.3 | 0.18 | ND | 4.9 | ND
| 2168 | 1008 | Hooray Sandstone | 1970-11-25 |  | 370 | 8 | 29 | 170 | 236.68 | 88 |  | 10 | 1 |  |  | 195 | 6 | 35 | 0.8 |  | ND
| 3022 | 1008 | Hooray Sandstone | 1971-10-25 |  | 1850 | 8 | 27 | 820 | 1130.7 | 470 |  | 6 | 3 |  |  | 1000 |  | 155 | 2.4 | 3 | ND
| 3026 | 1008 | Hooray Sandstone | 1973-03-09 | 480 | 1850 | 8 |  | 839 | 1148.33 | 489 | [5 empty] | 876 | 72 | 152 | 4.6
| 3026 | 1008 | Hooray Sandstone | 2002-03-11 | 480 | 1850 | 8 | ND | 838 | 1161.1 | 475 | 3 | 2.8 | 0.2 | ND | ND | 980 | 20 | 140 | 4.6 | ND | ND | 0.01
| 4253 | 1008 | Hooray Sandstone | 2002-08-08 | 439 | 419 | 8 | 21 | 183 | 271.63 | 92.9 | 4 | 7.8 | 0.2 | 0.02 | ND | 219.2 | 1 | 28.8 | 0.4 | ND | 2 | 0.05
| 4286 | 1008 | Hooray Sandstone | 2002-08-16 | 486 | 409 | 8 | 23 | 174 | 260.9 | 87.5 | 5 | 8.8 | 0.2 | 0.04 | 0.02 | 208.7 | 2 | 26.4 | 0.41 | ND | 0.6 | ND
| 4286 | 1008 | Hooray Sandstone | 1988-11-24 | 486 | 380 | 8 | 21 | 176 | 250.94 | 80 | 4 | 8 | ND | 0.02 | 0.02 | 210 | 2 | 26 | 0.4 | ND | ND | ND
| 4296 | 1008 | Hooray Sandstone | 1971-11-26 | 301 | 540 | 8 | 79 | 226 | ND | 104 |  | 30 | 1 |  |  | 275 |  | 55 | 0.55 |  | 1
| 4296 | 1008 | Hooray Sandstone | 1987-03-17 | 313 | 430 | 8 | 13 | 155 | 250 | 86 | 8 | 5 | 0.2 | ND | 0.03 | 185 | 1 | 44 | 0.4 | ND | ND
| 4296 | 1008 | Hooray Sandstone | 1990-08-13 | 313 | 426 | 8 | 14 | 156 | 262.15 | 87.9 | 12 | 5.1 | 0.4 | 0.46 | 0.05 | 183.4 | 3 | 46.4 | 0.35 | ND | ND
| 4296 | 1008 | Hooray Sandstone | 1987-09-01 |  | 435 | 8 | 13 | 155 | 260 | 87 | 8 | 5 | 0.2 | 0.06 | 0.06 | 190 | 1 | 44 | 0.4 | ND | 2
| 4300 | 1008 | Hooray Sandstone | 2002-08-08 | 431 | 417 | 8 | 27 | 162 | 261.5 | 86.2 | 5 | 10.3 | 0.2 | 0.04 | ND | 194.3 | 1 | 37 | 0.37 | ND | ND | 0.01
| 4300 | 1008 | Hooray Sandstone | 1965-04-29 | 431 | ND | 8 | 34 | 127 | 226.35 | 80.1 |  | 11.4 | 1.4 |  |  | 114.4 | 20 | 55.8 |  |  | 1.4
| 5374 | 1008 | Hooray Sandstone | 1971-10-26 | 463 | 1200 | 8 | 23 | 390 | 670.06 | 271 |  | 6 | 2 |  |  | 439 | 18 | 155 | 2.2 | ND | ND
| 5375 | 1008 | Hooray Sandstone | 1971-10-26 | 513 | 1160 | 8 | 13 | 385 | 677.1 | 276 |  | 2 | 2 |  |  | 470 |  | 160 | ND | 3 | 3
| 12024 | 1008 | Hooray Sandstone |  | 429 | 1850 | 9 | ND | 725 | 1033.95 | 431 |  | 3.2 | ND |  |  | 669 | 106 | 148 | 4.2 |  | 13
| 12024 | 1008 | Hooray Sandstone | 1952-12-05 | 332 | ND |  | 23 | 955 | ND | 549.1 |  | 4.3 | 2.9 |  |  | ND | 572 | 174.5 | 2.8 |  | 15.7
| 12589 | 1008 | Hooray Sandstone |  | 412 | 440 | 8 | 20 | 160 | 258.31 | 98 |  | 8 | ND |  |  | 185.5 | 5 | 40 | 0.3 |  | 16
| 12589 | 1008 | Hooray Sandstone | 2002-08-16 | 412 | 398 | 8 | 21 | 167 | 256.63 | 85.5 | 5 | 8 | 0.2 | 0.31 | ND | 200.7 | 1 | 28.7 | 0.37 | ND | 1.6 | 0.01
| 15577 | 1008 | Hooray Sandstone | 1963-11-29 | 299 | ND | 8 | 27 | 124 | 204.5 | 72.9 |  | 8.6 | 1.4 |  |  | ND | 74 | 31.5 |  |  | 15.7
| 15577 | 1008 | Hooray Sandstone | 1993-12-14 |  | 360 | 8 | 17 | 144 | 219.74 | 71.2 | 4 | 6.1 | 0.2 | 0.6 | ND | 170.5 | 2 | 26.1 | 0.27 | 1 | ND | ND
| 118356 | 1008 | Hooray Sandstone | 2003-07-14 |  | 424 | 8 | 21 | 187 | 269.68 | 90.1 | 4 | 7.8 | 0.2 | 0.23 | ND | 223.5 | 2 | 28.4 | 0.38 | ND | ND | 0.04
| 118407 | 1008 | Hooray Sandstone | 2004-03-08 | 474 | 365 | 8 | 19 | 167 | 255.73 | 83 | 6 | 7.2 | 0.2 | 0.14 | 0.03 | 200 | 1 | 35 | 0.2 | ND | ND | ND
| 313 | 1008 | Hutton Sandstone | 1993-12-15 | 20 | 1150 | 8 | 92 | 184 | 654.96 | 198.3 | 22 | 33.4 | 2 | ND | 0.08 | 218.7 | 2 | 255 | 1.53 | 10 | 2.1 | 0.1
| 313 | 1008 | Hutton Sandstone | 1969-10-13 |  | 790 | 8 | 50 | 200 | 465.82 | 170 |  | 20 | ND |  |  | 244 |  | 155 | 0.85 |  | ND
| 313 | 1008 | Hutton Sandstone | 2003-08-06 | 625 | 854 | 8 | 63 | 179 | 479.71 | 142 | 20 | 22.6 | 1.7 | ND | 0.03 | 217.5 | ND | 162.5 | 1.25 | ND | 0.5 | 0.01
| 313 | 1008 | Hutton Sandstone | 1967-10-01 |  | 828 | 8 | 75 | 189 | 443.04 | 149 |  | 25 | 3 |  |  | 230 |  | 134 | 0.95 |  | 18
| 1354 | 1008 | Hutton Sandstone | 2002-10-29 | 305 | 357 | 8 | ND | 134 | 221.56 | 79.8 | 2 | 2.7 | 0.1 | ND | ND | 158.5 | 2 | 30.3 | 0.24 | ND | 4.3 | ND
| 1354 | 1008 | Hutton Sandstone | 1965-04-10 | 306 | ND |  | 13 | 96 | 168.2 | 64.4 |  | 2.9 | 1.4 |  |  | 108.7 | 4 | 37.2 | 0.25 |  | 4.3
| 1390 | 1008 | Hutton Sandstone | 2004-07-07 | 354 | 433 | 8 | 11 | 155 | 258.31 | 90 | 6 | 3.9 | 0.3 | 0.25 | 0.02 | 187.2 | 1 | 42.9 | 0.24 | 1 | 0.9 | 0.01
| 1390 | 1008 | Hutton Sandstone | 1972-04-18 |  | 425 | 8 | 36 | 160 | 247.1 | 90 |  | 6 | 5 |  |  | 195 |  | 50 | 0.22 |  | ND
| 1394 | 1008 | Hutton Sandstone | 2004-07-07 | 319 | 360 | 8 | ND | 134 | 220.09 | 80.4 | 2 | 1.5 | 0.1 | 0.32 | 0.01 | 161.2 | 1 | 32.8 | 0.21 | ND | 2.9 | 0.01
| 1394 | 1008 | Hutton Sandstone | 1972-04-18 | 317 | 360 | 8 | 14 | 130 | ND | 75 |  | 4 | 1 |  |  | 159 |  | 35 | 0.19 |  | ND
| 1450 | 1008 | Hutton Sandstone | 1982-02-17 |  | 1450 | 8 | 22 | 533 | 862.97 | 333 | 4 | 7 | 1 |  |  | 630 | 10 | 163 | 4.2 | ND | 2
| 1450 | 1008 | Hutton Sandstone | 1987-12-22 | 707 | 1400 | 9 | 13 | 540 | 870 | 345 | 4 | 5.1 | 0.2 | 0.07 | 0.02 | 620 | 20 | 160 | 4.3 | ND | 2
| 1450 | 1008 | Hutton Sandstone | 2002-08-09 | 707 | 1390 | 8 | 12 | 528 | 852.11 | 339.3 | 4 | 4.8 | 0.1 | 0.06 | 0.01 | 632.1 | 6 | 152.9 | 4.13 | ND | 0.4 | 0.01
| 2138 | 1008 | Hutton Sandstone | 2004-07-07 |  | 479 | 8 | ND | 208 | 290.33 | 104 | 7 | 3 | 0.4 | 0.22 | 0.01 | 250.7 | 1 | 29.3 | 0.66 | ND | ND | ND
| 2138 | 1008 | Hutton Sandstone | 1972-04-18 | 739 | 490 | 8 | 23 | 230 | 299.75 | 118 |  | 6 | 2 |  |  | 281 |  | 35 | 0.58 |  | ND
| 2153 | 1008 | Hutton Sandstone | 1971-12-01 |  | 340 | 8 | ND | 120 | ND | 81 |  | 2 | ND |  |  | 146 |  | 38 | 0.4 |  | 6
| 2159 | 1008 | Hutton Sandstone | 1987-03-17 | 331 | 350 | 8 | ND | 137 | 213.51 | 76 | 2 | 2.3 | ND | ND | ND | 165 | 1 | 29 | 0.2 | ND | 3.8 | 0.03
| 2159 | 1008 | Hutton Sandstone | 1990-08-06 |  | 357 | 8 | ND | 140 | 222.2 | 80.9 | 3 | 2.8 | 0.2 | 0.1 | 0.04 | 165.7 | 2 | 28.4 | 0.35 | ND | 5.2 | 0.03
| 2159 | 1008 | Hutton Sandstone | 1990-11-09 | 331 | 360 | 8 | ND | 137 | 221.42 | 81.3 | 4 | 2.7 | 0.2 | ND | ND | 164.6 | 1 | 30.6 | 0.2 | ND | 3.1 | ND
| 2159 | 1008 | Hutton Sandstone | 1971-11-29 | 331 | 350 | 8 | 20 | 140 | 203.58 | 78 |  | 3 | 3 |  |  | 171 |  | 35 | 0.5 |  | ND
| 3019 | 1008 | Hutton Sandstone | 1965-09-08 | 766 | 1150 | 8 | 17 | 483 | 704.73 | 295 |  | 5 | 1 |  |  | 550 | 19 | 108 | 4.3 |  | 2
| 3019 | 1008 | Hutton Sandstone | 2002-02-26 | 807 | 1100 | 8 | 14 | 460 | 688.48 | 270 | 4 | 5.4 | 0.1 | 0.03 | 0.03 | 540 | 10 | 97 | 3.7 | ND | ND | ND
| 3019 | 1008 | Hutton Sandstone | 1987-12-16 | 806 | 1100 | 8 | 14 | 469 | 711.66 | 275 | 4 | 5.3 | 0.1 | 0.01 | 0.01 | 550 | 10 | 110 | 3.8 | ND | 2
| 3019 | 1008 | Hutton Sandstone | 1965-09-10 |  | 1140 | 8 | 15 | 460 | 617.94 | 254 |  | 6 |  |  |  | 561 |  | 76 | 4.1 |  | 2
| 3019 | 1008 | Hutton Sandstone | 1971-10-27 | 766 | 1160 | 8 | 31 | 485 | ND | 276 |  | 9 | 2 |  |  | 592 |  | 100 | ND | 3 | 1
| 4251 | 1008 | Hutton Sandstone | 1987-12-22 | 648 | 720 | 9 | ND | 281 | 439.18 | 175 | 2 | 3.2 | 0.1 | 0.03 | 0.01 | 320 | 11 | 60 | 1.7 | ND | 2
| 4251 | 1008 | Hutton Sandstone | 2002-08-02 | 649 | 712 | 8 | ND | 290 | 437.7 | 168.1 | 2 | 3.3 | ND | 0.02 | ND | 341.5 | 6 | 59.1 | 1.54 | ND | 0.7 | 0.01
| 4251 | 1008 | Hutton Sandstone | 1966-01-01 |  | 720 | 9 | 12 | 275 | 404.23 | 163 |  | 4 | 0.5 |  |  | 286 | 24 | 56 | 1.6 |  | 14.5
| 4256 | 1008 | Hutton Sandstone | 1972-10-18 |  | 685 | 8 | 39 | 208 | 384.44 | 144 |  | 14 | 1 |  |  | 254 |  | 100 | 0.55 | ND | ND
| 4256 | 1008 | Hutton Sandstone | 1988-11-23 | 615 | 630 | 8 | 28 | 206 | 389.59 | 130 | 5 | 11 | ND | 0.01 | 0.01 | 245 | 3 | 94 | 0.6 | ND | 2
| 4256 | 1008 | Hutton Sandstone | 2003-07-15 |  | 667 | 8 | 34 | 206 | 396.07 | 133 | 5 | 13 | 0.2 | 0.19 | 0.04 | 247 | 2 | 94.1 | 0.55 | ND | ND | 0.07
| 4256 | 1008 | Hutton Sandstone | 2002-07-26 | 615 | 656 | 8 | 32 | 204 | 387.65 | 132 | 5 | 12.3 | 0.2 | 0.07 | 0.05 | 244.4 | 2 | 88.9 | 0.63 | ND | ND | ND
| 4287 | 1008 | Hutton Sandstone | 2004-04-22 | 608 | 432 | 8 | 29 | 162 | 261.06 | 83.7 | 7 | 11.2 | 0.3 | 0.09 | 0.01 | 194.8 | 1 | 38.5 | 0.34 | ND | ND | 0.01
| 4287 | 1008 | Hutton Sandstone | 1971-11-25 | 608 | 480 | 8 | 125 | 220 | 289.18 | 73 |  | 22 | 17 |  |  | 268 |  | 45 | 0.4 |  | ND
| 4291 | 1008 | Hutton Sandstone | 1972-04-20 | 491 | 545 | 8 | 59 | 175 | 318.1 | 107 |  | 17 | 4 |  |  | 214 |  | 75 | 0.88 |  | 9
| 5796 | 1008 | Hutton Sandstone | 1972-04-20 | 455 | 405 | 8 | 49 | 155 | 229.33 | 76 |  | 8 | 7 |  |  | 189 |  | 40 | 0.4 |  | 5
| 5796 | 1008 | Hutton Sandstone | 1990-11-23 | 466 | 410 | 8 | 26 | 160 | 252.25 | 85 | 6 | 9.9 | 0.3 | ND | ND | 190 | 2 | 33.5 | 0.3 | ND | ND | ND
| 5796 | 1008 | Hutton Sandstone | 2003-03-12 | 467 | 402 | 8 | 25 | 162 | 249.34 | 80.5 | 6 | 9.4 | 0.3 | ND | ND | 193.1 | 2 | 33.5 | 0.34 | ND | ND | ND
| 11657 | 1008 | Hutton Sandstone | 1952-06-05 | 461 | ND |  | 11 | 638 | 1004.7 | 413.3 |  | 4.3 | ND |  |  | ND | 382 | 178.8 | 3.6 |  | 22.9
| 11657 | 1008 | Hutton Sandstone | 1952-06-05 | 595 | ND |  | 43 | 222 | 396.1 | 145.9 |  | 10 | 4.3 |  |  | ND | 133 | 82.9 | 1.4 |  | 18.6
| 11657 | 1008 | Hutton Sandstone | 1952-06-05 | 631 | ND |  | 34 | 222 | 417.8 | 155.9 |  | 11.4 | 1.4 |  |  | ND | 133 | 87.2 | 1.7 |  | 27.2
| 69904 | 1008 | Hutton Sandstone | 1997-08-07 |  | 860 | 8 | ND | 344 | 494.02 | 203 | 1 | 3.3 | 0.1 | 0.01 |  | 420 | ND | 75 | 1.5 | ND | 2.9
| 93744 | 1008 | Hutton Sandstone | 2003-05-29 |  | 370 | 8 | 11 | 138 | 235.39 | 79 | 3 | 3.7 | 0.3 | 0.02 | 0.03 | 165 | 2 | 38 | 0.2 | ND | 3.6 | ND
| 118797 | 1008 | Hutton Sandstone | 2006-08-12 | 723 | 1460 | 8 | 13 | 533 | 886 | 358 | 4 | 5 | 0.2 | 0.26 | ND | 639 | 6 | 166 | 4 | ND | ND | ND
| 118810 | 1008 | Hutton Sandstone | 2007-04-12 |  | 428 | 8 | 27 | 172 | 259 | 82 | 6 | 10 | 0.2 | 0.17 | 0.04 | 206 | 2 | 31 | 0.37 | ND | ND | ND
| 118812 | 1008 | Hutton Sandstone | 2007-02-14 | 809 | 1090 | 8 | 13 | 453 | 662 | 257 | 4 | 5.2 | 0.1 | 0.16 | 0.02 | 537 | 8 | 86 | 4 | ND | ND | 0.01
| 1363 | 1008 | Undifferentiated Injune Creek Group | 2002-10-29 |  | 356 | 8 | ND | 135 | 220.48 | 79.5 | 1 | 2.5 | 0.1 | ND | ND | 158.4 | 3 | 29.2 | 0.22 | ND | 4.4 | ND
| 2145 | 1008 | Undifferentiated Injune Creek Group | 1972-03-22 | 201 | 450 | 8 | 73 | 112 | 312.76 | 97 |  | 11 | 11 |  | ND | 137 |  | 112 | 0.4 | ND | 14
| 3443 | 1008 | Undifferentiated Injune Creek Group | 1965-01-01 |  | 1480 | 8 | 13 | 669 | 908.23 | 378 |  | 2 | 2 |  |  | 792 | 12 | 116 | 6.8 |  | 2
| 4311 | 1008 | Undifferentiated Injune Creek Group | 2003-03-12 | 502 | 436 | 8 | 20 | 175 | 270.14 | 91.9 | 4 | 7.5 | 0.1 | ND | ND | 209 | 2 | 37.8 | 0.44 | ND | ND | ND
| 4311 | 1008 | Undifferentiated Injune Creek Group | 1990-11-23 |  | 465 | 8 | 21 | 177 | 283.17 | 100 | 6 | 7.9 | 0.2 | 0.01 | ND | 210 | 2 | 40.5 | 0.5 | ND | ND | ND
| 4311 | 1008 | Undifferentiated Injune Creek Group | 1965-05-13 | 500 | ND | 8 | 25 | 160 | 239.18 | 90.1 |  | 10 | ND |  |  | ND | 96 | 42.9 | 0.38 |  | ND
| 22658 | 1008 | Joe Joe Group | 1970-03-19 | 1099.36 | NA | 8.2 | 70 | 300 | 960 | 359 | NA | 28 | NA |  |  | 366 | NA | 390 |  |  | NA |  | Coreena 1
| 103269 | 1008 | Moolayember Formation | 1999-10-20 |  | 45700 | 7 | 7332 | 21 | 35743.26 | 10888.3 | 179 | 697.7 | 1359.9 | ND | 11.75 | 25.7 | ND | 19472 | 0.1 | ND | 3056 | 0.11
| 103269 | 1008 | Moolayember Formation | 2000-08-01 |  | 46600 | 6 | 6301 | 20 | 32302.34 | 9770 | 170 | 583.1 | 1178.5 | ND | 7.65 | 24.4 | ND | 17893 | 0.01 | ND | 2606.5 | 0.17
| 103270 | 1008 | Moolayember Formation | 1999-10-20 |  | 55300 | 4 | 12157 | ND | 47050.42 | 13279.6 | 242 | 1339.8 | 2143.7 | ND | 19.24 | ND | ND | 24601 | 0.23 | ND | 5344 | 0.47
| 103270 | 1008 | Moolayember Formation | 2000-08-01 |  | 61700 | 4 | 11800 | ND | 47319.73 | 12903.1 | 236 | 1306 | 2077.4 | 0.06 | 18.42 | ND | ND | 25301 | 0.22 | ND | 5397.5 | 0.74
| 118089 | 1008 | Ronlow Beds | 2003-03-03 | 200 | 340 | 8 | ND | 119 | 211.68 | 72.2 | 5 | 2.3 | 1.1 | 0.79 | ND | 143 | 1 | 33.6 | 0.34 | ND | 6.9 | 0.01
| 118098 | 1008 | Ronlow Beds | 2003-03-04 | 210 | 319 | 8 | ND | 129 | 200.25 | 72.8 | 2 | 2 | 0.1 | 0.06 | 0.02 | 153.4 | 2 | 24.9 | 0.24 | ND | 5.1 | ND
| 18143 | 1008 | Undifferentiated Tertiary Sediments | 1969-01-21 | 134 | 2450 | 7 | 275 | 135 | ND | 406 |  | 44 | 40 |  |  | 165 |  | 720 | 0.8 |  | 7
| 18143 | 1008 | Undifferentiated Tertiary Sediments | 1969-01-31 | 142 | 629 | 6 | 106 | 100 | ND | 87 |  | 21 | 13 | 0.2 |  | 122 |  | 132 | 0.25 |  | 11
| 18143 | 1008 | Undifferentiated Tertiary Sediments | 1969-01-21 | 85 | 1450 | 7 | 220 | 195 | 811.02 | 237 |  | 42 | 28 |  |  | 238 |  | 365 | 1 |  | 21
| 90157 | 1008 | Undifferentiated Tertiary Sediments | 1998-12-03 |  | 415 | 8 | 37 | 21 | 211.63 | 58 | 6 | 2.6 | 7.4 |  |  | 25.5 | ND | 99 | 0.2 | 2 | 11 | 0.09
| 90157 | 1008 | Undifferentiated Tertiary Sediments | 1997-09-10 | 185 | 410 | 6 | 36 | 28 | 206.58 | 61 | 7 | 2.2 | 7.4 | 0.02 |  | 34 | ND | 99 | 0.14 | 2 | 11.7
| 103170 | 1008 | Undifferentiated Tertiary Sediments | 1998-12-21 |  | 1350 | 7 | 162 | 26 | 706.08 | 195 | 12 | 15.5 | 30 |  |  | 32 | ND | 365 | 0.2 | 3 | 58 | 0.05
| 103170 | 1008 | Undifferentiated Tertiary Sediments | 1998-12-03 |  | 3050 | 8 | 387 | 38 | 1650.79 | 460 | 19 | 39.5 | 70 |  | 0.02 | 46 | ND | 880 | 0.2 | 2 | 145 | 0.05
| 309 | 1008 | undifferentiated aquifer | 1987-03-17 | 322 | 455 | 8 | 15 | 155 | 270 | 91 | 7 | 6 | ND | 0.01 | 0.03 | 185 | 1 | 52 | 0.4 | ND | ND
| 309 | 1008 | undifferentiated aquifer | 1974-10-20 |  | 470 | 8 | 22 | 160 | 267.47 | 96 | 7 | 8 | 0.4 |  |  | 195 |  | 60 | 0.39 | ND | ND
| 309 | 1008 | undifferentiated aquifer | 1969-11-26 |  | 470 | 8 | 19 | 170 | 277.18 | 108 |  | 6 | 1 |  |  | 207 |  | 60 | 0.4 |  | ND
| 309 | 1008 | undifferentiated aquifer | 1969-08-14 |  | 500 | 7 | 30 | 180 | 288.67 | 108 |  | 12 | ND |  |  | 220 |  | 60 | 0.5 |  | ND
| 309 | 1008 | undifferentiated aquifer | 1985-07-22 | 323 | 460 | 8 | 16 | 157 | 274.92 | 92 | 7 | 6 | 0.2 | 0.16 | 0.04 | 190 | 1 | 56 | 0.4 | ND | 2
| 309 | 1008 | undifferentiated aquifer | 2004-04-22 | 322 | 456 | 8 | 16 | 152 | 268.74 | 93.6 | 7 | 5.8 | 0.4 | 0.25 | 0.04 | 184.2 | ND | 51.8 | 0.41 | ND | ND | 0.01
| 314 | 1008 | undifferentiated aquifer | 1970-11-12 |  | 480 | 8 | 44 | 195 | 302.23 | 108 |  | 16 | 1 |  |  | 177 | 30 | 60 | 0.2 |  | ND
| 314 | 1008 | undifferentiated aquifer | 1969-10-13 | 817 | 490 | 8 | ND | 175 | 306.57 | 125 |  | 2 | ND |  |  | 214 |  | 65 | 0.35 |  | 9
| 314 | 1008 | undifferentiated aquifer | 2003-05-29 | 453 | 370 | 8 | 11 | 138 | 235.39 | 79 | 3 | 3.7 | 0.3 | 0.02 | 0.03 | 165 | 2 | 38 | 0.2 | ND | 3.6 | ND
| 371 | 1008 | undifferentiated aquifer | 1972-07-27 |  | 1850 | 8 | 16 | 886 | 1165.21 | 491 |  | ND | 4 |  |  | 909 | 84 | 130 | 3.25 | 6 | ND
| 371 | 1008 | undifferentiated aquifer | 1986-11-27 | 762 | 1850 | 9 | ND | 870 | 1115.33 | 450 | 3 | 2.5 | ND | ND | ND | 960 | 50 | 110 | 4.5 | ND | ND
| 371 | 1008 | undifferentiated aquifer | 1974-10-11 |  | 1910 | 8 | 15 | 880 | 1119.1 | 458 | 3 | 6 | 0.1 |  |  | 1048 | 12 | 120 | 4.3 | ND | ND
| 371 | 1008 | undifferentiated aquifer | 2002-11-28 | 762 | 1840 | 9 | ND | 910 | 1166.49 | 476 | 3 | 2.6 | 0.2 | ND | 0.01 | 1046.7 | 31 | 109.2 | 4.46 | ND | 0.5 | ND
| 1355 | 1008 | undifferentiated aquifer | 2004-03-26 |  | 1248 | 8 | 80 | 170 | 736.16 | 240 | 12 | 29.5 | 1.4 | ND | 0.06 | 205 | 1 | 320 | 3.9 | ND | ND | 0.01
| 1356 | 1008 | undifferentiated aquifer | 2004-07-07 |  | 354 | 8 | ND | 134 | 219.26 | 79.3 | 2 | 1.7 | 0.1 | 0.07 | 0.01 | 160.5 | 1 | 31 | 0.22 | ND | 3.6 | ND
| 1356 | 1008 | undifferentiated aquifer | 1972-04-19 | 417 | 390 | 8 | 36 | 150 | 221.29 | 79 |  | 8 | 4 |  |  | 183 |  | 40 | 0.31 |  | ND
| 1357 | 1008 | undifferentiated aquifer | 1972-04-19 | 924 | 395 | 8 | 41 | 155 | 225.24 | 79 |  | 8 | 5 |  |  | 189 |  | 40 | 0.31 | ND | ND
| 1357 | 1008 | undifferentiated aquifer | 1966-01-01 |  | 345 | 8 | 14 | 146 | 213.4 | 84 |  | 5.6 | ND |  |  | 178 |  | 36 | 0.28 |  | ND
| 1357 | 1008 | undifferentiated aquifer | 2002-08-26 | 923 | 364 | 8 | ND | 134 | 222.41 | 79.5 | 2 | 2.7 | 0.1 | 0.01 | ND | 158.2 | 2 | 31.5 | 0.23 | ND | 3.9 | 0.01
| 1358 | 1008 | undifferentiated aquifer | 1972-04-19 | 278 | 355 | 8 | 14 | 145 | 207.3 | 81 |  | 4 | 1 |  |  | 177 |  | 30 | 0.27 |  | 4
| 1358 | 1008 | undifferentiated aquifer | 2002-08-26 | 278 | 341 | 8 | ND | 130 | 209.08 | 73.7 | 2 | 3.2 | 0.1 | 0.04 | ND | 155.5 | 1 | 26.3 | 0.2 | ND | 4.5 | ND
| 1372 | 1008 | undifferentiated aquifer | 1972-04-21 | 548 | 390 | 8 | 23 | 167 | 228.2 | 86 |  | 6 | 2 |  |  | 193 | 5 | 30 | 0.3 |  | 4
| 1372 | 1008 | undifferentiated aquifer | 1993-12-14 |  | 362 | 8 | ND | 140 | 229.91 | 81.1 | 1 | 2 | ND | 0.02 | ND | 165.1 | 2 | 31.8 | 0.23 | 1 | 4.3 | 0.26
| 1372 | 1008 | undifferentiated aquifer | 1985-12-05 | 548 | 360 | 8 | ND | 147 | 223.72 | 78 | 2 | 2.4 | ND | ND | ND | 175 | 2 | 27 | 0.2 | ND | 4.2 | 0.02
| 1373 | 1008 | undifferentiated aquifer | 1993-12-14 |  | 357 | 8 | ND | 144 | 228.97 | 83 | 2 | 2.1 | 0.1 | 0.03 | ND | 167.7 | 3 | 26.4 | 0.23 | 1 | 4.5 | 0.13
| 1373 | 1008 | undifferentiated aquifer | 2002-10-30 | 494 | 365 | 8 | ND | 144 | 226.25 | 82 | 2 | 1.8 |  | ND | ND | 170 | 2 | 26.5 | 0.2 | ND | 4.6 | ND
| 1379 | 1008 | undifferentiated aquifer | 1987-01-01 |  | 710 | 8 | 185 | 270 | 410 | 85 | 3 | 36 | 23 | 0.02 | ND | 320 | 3 | 71 | 0.2 | ND | 10
| 1447 | 1008 | undifferentiated aquifer | 1971-10-25 | 656 | 720 | 8 | 24 | 310 | 427.86 | 172 |  | 3 | 4 |  |  | 378 |  | 60 | ND | 2 | 1
| 1447 | 1008 | undifferentiated aquifer | 1987-12-17 | 655 | 680 | 8 | ND | 295 | 420 | 165 | 3 | 3.1 | ND | 0.01 | 0.01 | 350 | 4 | 48 | 1.6 | ND | 2
| 1447 | 1008 | undifferentiated aquifer | 1965-09-10 |  | 720 | 8 | ND | 317 | 436.5 | 180 |  | 4 |  |  |  | 386 |  | 60 | 1.7 |  | 1
| 1448 | 1008 | undifferentiated aquifer | 1966-01-01 |  | 770 | 9 | ND | 328 | 477.64 | 197 |  | 4 | ND |  |  | 332 | 34 | 78 | 1.8 |  | ND
| 1449 | 1008 | undifferentiated aquifer | 1987-12-21 | 723 | 1800 | 9 | ND | 837 | 1131.72 | 465 | 3 | 2.4 | 0.1 | 0.01 | 0.01 | 940 | 40 | 125 | 6.2 | ND | 2
| 1449 | 1008 | undifferentiated aquifer | 1973-03-08 |  | 1750 | 8 | ND | 828 | 1113.92 | 474 |  | 1 | 1 |  |  | 1010 |  | 136 | 4.3 |  | 1
| 1452 | 1008 | undifferentiated aquifer | 2002-09-04 | 379 | 1840 | 8 | ND | 895 | 1154.12 | 476.3 | 2 | 2.6 | 0.2 | 0.07 | 0.02 | 1040.2 | 26 | 107.4 | 4.21 | ND | ND | ND
| 1452 | 1008 | undifferentiated aquifer | 1987-12-21 | 376 | 1850 | 9 | ND | 919 | 1173.31 | 480 | 2 | 2.2 | 0.1 | 0.01 | 0.01 | 1050 | 34 | 110 | 4.6 | ND | 2
| 1452 | 1008 | undifferentiated aquifer | 1972-07-27 |  | 1900 | 8 | ND | 916 | 1178.55 | 500 |  | ND | 2 |  |  | 897 | 108 | 120 | 3.5 | 4 | ND
| 1453 | 1008 | undifferentiated aquifer | 2002-09-04 | 335 | 1780 | 8 | ND | 809 | 1090.63 | 448 | 2 | 2.3 | 0.2 | ND | 0.01 | 945.1 | 20 | 122.4 | 4.27 | ND | 0.8 | ND
| 1453 | 1008 | undifferentiated aquifer | 1973-03-08 |  | 1750 | 8 | ND | 828 | 1113.44 | 474 |  | 1 | 1 |  |  | 971 | 19 | 136 | 3.8 |  | 1
| 1453 | 1008 | undifferentiated aquifer | 1979-05-09 |  | 1140 | 8 | 15 | 480 | 680.9 | 264 | 2 | 5 | 0.5 |  |  | 566 | 10 | 95 | 0.7 | 2 | 2
| 1456 | 1008 | undifferentiated aquifer | 1987-12-17 | 422 | 1600 | 9 | ND | 681 | 1000.95 | 400 | 2 | 2.5 | 0.3 | 0.01 | 0.01 | 780 | 25 | 140 | 5.4 | 12 | 10
| 1458 | 1008 | undifferentiated aquifer | 2002-07-24 | 399 | 1770 | 9 | ND | 850 | 1099.04 | 442 | 2 | 2.4 | 0.2 | 0.01 | 0.01 | 984.8 | 26 | 116.6 | 4.65 | ND | ND | ND
| 1458 | 1008 | undifferentiated aquifer | 1987-12-21 | 339 | 1800 | 9 | ND | 841 | 1121.68 | 460 | 2 | 2.3 | ND | 0.04 | 0.01 | 960 | 32 | 125 | 4.8 | ND | 2
| 1459 | 1008 | undifferentiated aquifer | 2002-07-24 | 473 | 1760 | 8 | ND | 830 | 1100.84 | 451 | 2 | 2.2 | 0.1 | 0.03 | 0.01 | 962.7 | 24 | 119 | 4.69 | ND | 0.7 | ND
| 1459 | 1008 | undifferentiated aquifer | 1987-12-21 | 472 | 1750 | 8 | ND | 830 | 1105.99 | 455 | 2 | 2.1 | 0.1 | 0.04 | 0.02 | 960 | 26 | 120 | 4.8 | ND | 2
| 1924 | 1008 | undifferentiated aquifer | 1969-01-20 |  | 1860 | 8 | 12 | 888 | ND | 489 |  | 3 | 1 |  |  | 1083 |  | 128 | 3
| 1924 | 1008 | undifferentiated aquifer | 2003-02-21 | 734 | 1806 | 9 | ND | 906 | 1162.52 | 466 | 3 | 2.4 | 0.2 | ND | ND | 1047.9 | 28 | 110.6 | 4.74 | ND | ND | ND
| 1924 | 1008 | undifferentiated aquifer | 2002-08-20 | 734 | 1860 | 9 | ND | 911 | 1171.72 | 472.8 | 2 | 2.7 | 0.2 | 0.01 | ND | 1048.5 | 30 | 107.7 | 4.74 | ND | ND | ND
| 2136 | 1008 | undifferentiated aquifer | 1972-04-19 |  | 530 | 8 | 18 | 230 | 299.36 | 120 |  | 4 | 2 |  |  | 268 | 6 | 35 | 0.58 | ND | ND
| 2136 | 1008 | undifferentiated aquifer | 2004-07-08 |  | 518 | 8 | ND | 214 | 311.01 | 113.3 | 7 | 3.2 | 0.3 | 0.13 | ND | 258.2 | 2 | 37.1 | 0.7 | 1 | ND | 0.01
| 2149 | 1008 | undifferentiated aquifer | 1992-03-17 | 641 | 475 | 8 | 17 | 206 | 297.88 | 104.2 | 10 | 5.5 | 0.6 | ND | ND | 247.2 | 1 | 30.7 | 0.73 | ND | ND | ND
| 2149 | 1008 | undifferentiated aquifer | 1972-04-19 | 642 | 560 | 8 | 79 | 265 | 321.42 | 105 |  | 20 | 7 |  |  | 323 |  | 30 | 0.6 |  | ND
| 2149 | 1008 | undifferentiated aquifer | 2003-03-04 | 641 | 459 | 8 | 15 | 208 | 288.17 | 99.4 | 8 | 5.1 | 0.5 | 0.07 | ND | 250.2 | 1 | 27.9 | 0.71 | ND | ND | ND
| 2150 | 1008 | undifferentiated aquifer | 1992-03-17 | 337 | 338 | 8 | ND | 129 | 205.6 | 74.1 | 4 | 3.2 | 0.1 | 0.01 | ND | 156.4 | 1 | 24.5 | 0.24 | ND | 3.7
| 2150 | 1008 | undifferentiated aquifer |  | 337 | 420 | 8 | 30 | 160 | ND | 81 |  | 12 | ND |  |  | 195 |  | 34 | 0.15 | ND | ND
| 2155 | 1008 | undifferentiated aquifer | 1972-02-17 |  | 330 | 8 | ND | 128 | 193.81 | 77 |  | 4 | ND |  |  | 156 |  | 36 | 0.1 |  | ND
| 2155 | 1008 | undifferentiated aquifer | 1985-07-24 | 176 | 325 | 8 | ND | 124 | 200.87 | 71 | 2 | 2.5 |  | 0.01 | 0.01 | 150 | ND | 30 | 0.2 | ND | 5.8
| 2160 | 1008 | undifferentiated aquifer | 2004-07-08 | 337 | 325 | 8 | ND | 129 | 201.43 | 74.1 | 2 | 1.3 | 0.1 | 0.05 | 0.01 | 154.7 | 1 | 24.5 | 0.17 | ND | 4.5 | ND
| 2160 | 1008 | undifferentiated aquifer | 1992-03-17 | 219 | 338 | 8 | ND | 129 | 202.79 | 73.5 | 4 | 2.2 | 0.1 | ND | 0.02 | 156.2 | 1 | 23.7 | 0.21 | ND | 4.2
| 3017 | 1008 | undifferentiated aquifer | 2005-04-04 |  | 1500 | 8 | ND | 603 | 906 | 360 | 4 | 3.3 | 0.1 | 0.02 | 0.03 | 715 | 10 | 140 | 6 | ND | ND | ND
| 3021 | 1008 | undifferentiated aquifer | 1971-10-27 | 403 | 1850 |  | 14 | 815 | 1107.75 | 464 |  | 4 | 1 |  |  | 994 |  | 145 | ND | 3 | 2
| 3079 | 1008 | undifferentiated aquifer | 1971-10-27 |  | 1160 | 8 | 31 | 485 | 682.09 | 276 |  | 9 | 2 |  |  | 592 |  | 100 | ND | 3 | 1
| 4284 | 1008 | undifferentiated aquifer | 1971-11-25 | 560 | 540 | 8 | 93 | 200 | 313.17 | 93 |  | 19 | 11 |  |  | 220 | 12 | 60 | 1 |  | 9
| 4289 | 1008 | undifferentiated aquifer | 1972-04-20 | 488 | 2000 | 8 | 312 | 190 | 899.07 | 305 |  | 82 | 26 |  |  | 232 |  | 305 | 1 |  | 66
| 4292 | 1008 | undifferentiated aquifer | 1972-04-20 | 461 | 365 | 8 | ND | 152 | 212.27 | 85 |  | 2 | 1 |  |  | 185 |  | 30 | 0.31 |  | 3
| 4292 | 1008 | undifferentiated aquifer | 1969-01-14 |  | ND | 7 | 11 |  | 512.26 | 200 |  | 4 |  |  |  | 366 |  | 65 | 0.3 |  | 63
| 4292 | 1008 | undifferentiated aquifer | 2003-03-12 | 461 | 356 | 8 | ND | 147 | 225.92 | 80.6 | 3 | 3.8 | 0.1 | ND | ND | 176.7 | 1 | 26.5 | 0.3 | ND | 1.5 | ND
| 4293 | 1008 | undifferentiated aquifer | 2003-03-13 | 706 | 414 | 8 | 28 | 173 | 263.8 | 84.1 | 6 | 10.5 | 0.2 | 0.05 | ND | 207.6 | 2 | 33 | 0.43 | ND | ND | ND
| 4294 | 1008 | undifferentiated aquifer | 1966-05-05 | 602 | 560 | 8 | 52 | 164 | ND | 112.8 |  | 16 | 2.9 |  |  | 181 | 10 | 56 | 0.8 |  | 50
| 4297 | 1008 | undifferentiated aquifer | 1971-11-26 |  | 1250 | 8 | ND | 436 | ND | 303 |  | 1 | ND |  |  | 532 |  | 156 | 3.1 |  | ND
| 4299 | 1008 | undifferentiated aquifer | 1971-11-26 | 170 | 1600 | 8 | 20 | 226 | ND | 447 |  | 8 | ND |  |  | 275 |  | 530 | 4.2 | 9 | 1
| 4452 | 1008 | undifferentiated aquifer | 1965-01-01 |  | 699 | 8 | 16 | 272 | 418.04 | 169 |  | 3 | 2 |  |  | 332 |  | 76 | 1.8 |  | 3
| 7778 | 1008 | undifferentiated aquifer | 1972-04-18 |  | 1500 | 8 | 38 | 681 | ND | 398 |  | 12 | 2 |  |  | 830 |  | 155 | 2.5 |  | ND
| 7779 | 1008 | undifferentiated aquifer | 1972-04-18 |  | 1450 | 8 | 28 | 585 | ND | 359 |  | 8 | 2 |  |  | 714 |  | 155 | 2.5 |  | ND
| 7780 | 1008 | undifferentiated aquifer | 1972-02-21 | 174 | 1560 | 8 | 13 | 672 | ND | 403 |  | 5 | ND |  |  | 712 | 53 | 154 | 2.7 |  | ND
| 10778 | 1008 | undifferentiated aquifer | 1972-04-18 | 114 | 1600 | 8 | 115 | 450 | 955.15 | 346 |  | 28 | 11 |  |  | 488 | 30 | 275 | 2.2 |  | 23
| 12855 | 1008 | undifferentiated aquifer | 2003-01-14 | 249 | 327 | 8 | ND | 131 | 204.75 | 76.8 | 2 | 2.2 | 0.1 | 0.02 | ND | 155 | 2 | 23.9 | 0.2 | ND | 4.8 | ND
| 12855 | 1008 | undifferentiated aquifer | 1992-03-18 | 248 | 549 | 8 | ND | 216 | 328 | 118.5 | 7 | 2.5 | 0.1 | ND | ND | 259.6 | 2 | 45.9 | 0.7 | ND | ND
| 12855 | 1008 | undifferentiated aquifer | 1985-07-24 | 249 | 345 | 8 | 13 | 136 | 213.14 | 73 | 2 | 5.1 |  | 0.05 | 0.01 | 160 | 3 | 30 | 0.2 | ND | 5
| 12855 | 1008 | undifferentiated aquifer | 1971-12-02 | 249 | 330 | 8 | 27 | 135 | 199.53 | 74 |  | 6 | 3 |  |  | 165 |  | 35 | 0.4 |  | ND
| 93431 | 1008 | undifferentiated aquifer | 1998-10-26 | 460 | 395 | 10 | ND | 119 | 196.86 | 78 | 3 | 0.8 | 0.1 | 0.07 | 0.02 | 63 | 40 | 33 | 0.3 | ND | 6 | 0.02
| 93693 | 1008 | undifferentiated aquifer | 2000-05-17 | 390 | 325 | 8 | ND | 132 | 200.74 | 68 | 3 | 3.3 | 0.2 | 0.19 | 0.02 | 155 | 3 | 24.5 | 0.2 | ND | 4.1 | ND
| 103072 | 1008 | undifferentiated aquifer | 1997-09-10 |  | 340 | 7 | ND | 52 | 177.97 | 71 | 1 | 0.1 | 0.5 | 0.23 |  | 64 | ND | 71 | 0.17 | ND | 2.4
| 103073 | 1008 | undifferentiated aquifer | 1997-09-10 |  | 430 | 6 | ND | 21 | 215.79 | 81 | 0 | 0.4 | 1.7 | 0.31 |  | 25 | ND | 114 | 0.09 | 3 | 2.9
| 118391 | 1008 | undifferentiated aquifer | 2003-07-24 | 437 | 433 | 8 | 28 | 168 | 262.26 | 83.9 | 5 | 10.8 | 0.2 | 0.4 | 0.03 | 200.4 | 2 | 37 | 0.48 | ND | ND | 0.01
| 13305 | 1008 | Wallumbilla Formation | 1969-10-13 | 351 | 890 | 8 | 15 | 380 | ND | 236 |  | 6 | ND |  |  | 464 |  | 100 | 1.5 |  | 4
| 13305 | 1008 | Wallumbilla Formation | 1970-11-06 |  | 800 | 8 | 19 | 351 | 495.76 | 202 |  | 6 | 1 |  |  | 403 | 12 | 75 | 1.6 |  | ND
| 17028 | 1010 | Alluvium | 1974-09-10 | 13 | 308 | 8 | 84 | 96 | ND | 28 | 4 | 20 | 8.3 |  |  | 117 |  | 32 | 1.1592
| 17593 | 1010 | Alluvium | 1974-09-10 | 13 | 229 | 7 | 65 | 78 | ND | 16 | 4 | 15 | 6.7 |  |  | 95 |  | 22 | 0.14
| 36057 | 1010 | Alluvium | 1974-09-10 | 13 | 682 | 8 | 171 | 175 | ND | 67 | 4 | 42 | 16 |  |  | 209 | 2 | 80 | 0.15 | 19
| 39463 | 1010 | Alluvium | 1974-09-09 | 8 | 870 | 8 | 249 | 395 | 492.27 | 108 | 7 | 60 | 24 |  |  | 473 | 4 | 55 | 1.4
| 39967 | 1010 | Alluvium | 1996-09-20 |  | 536 | 7 | 81 | 167 | 323.57 | 86.3 | 4 | 16.6 | 9.6 | ND | 0.02 | 203.4 | ND | 66.4 | 0.23 | ND | 9.1 | 0.04
| 54508 | 1010 | Alluvium | 1978-08-04 | 21 | 295 | 8 | 86 | 110 | 193.5 | 29 | 2 | 18 | 10 |  |  | 132 | 1 | 22 | 0.3 | ND | 5
| 54508 | 1010 | Alluvium | 1978-08-04 | 21 | 293 | 8 | 86 | 110 | 199.5 | 29 | 2 | 18 | 10 |  |  | 133 | ND | 25 | 0.3 | ND | 8
| 60504 | 1010 | Alluvium | 1998-11-17 | 65 | 560 | 8 | 13 | 87 | 319.95 | 105 | 14 | 2.1 | 2 | 0.02 | 0.04 | 105 | 1 | 110 | 0.5 | ND | 11 | 0.06
| 60504 | 1010 | Alluvium | 1985-12-18 | 65 | 550 | 8 | 13 | 87 | 319.23 | 96 | 13 | 2.4 | 1.7 | 2.4 | ND | 105 | ND | 96 | 0.6 | ND | 10
| 60504 | 1010 | Alluvium | 1991-09-10 | 64 | 550 | 8 | 15 | 91 | 308.93 | 100 | 16 | 2.3 | 2.2 | 0.02 | 0.02 | 110 | ND | 105 | 0.5 | ND | 6.5
| 60504 | 1010 | Alluvium | 1983-03-25 | 65 | 560 | 8 | 26 | 91 | 311.89 | 99 | 13 | 5.5 | 3 |  |  | 110 | ND | 105 | 0.5 | ND | 7.3
| 60642 | 1010 | Alluvium | 1996-09-11 |  | ND | 6 | ND | ND | 65.21 | 9.5 | 1 | 1.1 | 0.5 | ND | 0.02 | 12.6 | ND | 10 | ND | ND | 3.2 | 0.01
| 60646 | 1010 | Alluvium | 1996-09-11 |  | 782 | 7 | 45 | 149 | 526.16 | 152.6 | 3 | 9.7 | 5 | ND | 0.02 | 181.8 | ND | 159.2 | 0.26 | ND | 5.9 | 0.18
| 60647 | 1010 | Alluvium | 1996-09-11 |  | 108 | 6 | ND | 24 | 88.32 | 16.3 | 2 | 2.3 | 1.1 | ND | 0.01 | 29.3 | ND | 15.2 | 0.4 | ND | 4.5 | 0.8
| 12030009 | 1010 | Betts Creek Beds | 2000-08-14 | 126 | 671 | 9 | ND | 90 | 359.94 | 134.7 | 1 | 3.2 | 0.2 | 0.01 | ND | 95.6 | 7 | 150.8 | 6.31 | ND | ND | 4.07
| 12030009 | 1010 | Betts Creek Beds | 1975-06-02 | 127 | 570 | 8 | 43 | 84 | ND | 106 | 2 | 12 | 3.2 |  |  | 103 |  | 120 | 4.9 | ND | ND
| 30245 | 1010 | Rewan Formation | 1983-03-25 | 85 | 455 | 7 | 33 | 82 | 249.28 | 66 | 18 | 6.4 | 4.2 |  |  | 100 | ND | 80 | 0.4 | ND | 3.5
| 30245 | 1010 | Rewan Formation | 1968-09-19 | 78 | 438 | 7 | 37 | 100 | ND | 88 |  | 10 | 3 |  |  | 122 |  | 90 | 0.6 |  | 1
| 7752 | 1010 | undifferentiated aquifer | 1998-11-18 | 90 | 2200 | 8 | 151 | 258 | 1250.29 | 430 | 6 | 32.5 | 17 | 0.02 | 0.04 | 300 | 7 | 560 | 0.5 | 3 | 23.5 | 0.02
| 7753 | 1010 | undifferentiated aquifer | 1985-05-26 | 60 | 8000 | 8 | 1765 | 408 | 4430.35 | 1000 | 11 | 270 | 265 | 0.07 | 0.05 | 490 | 4 | 2400 | 0.3 | 36 | 140
| 12561 | 1010 | undifferentiated aquifer | 1965-08-06 |  | 269 | 7 | 28 | 40 | 152.39 | 50 |  | 3 | 5 |  |  | 49 |  | 70 | 0.3 |  | ND
| 12561 | 1010 | undifferentiated aquifer | 1954-09-27 | 128 | ND |  | 89 | 318 | ND | 553.4 |  | 14.3 | 12.9 |  |  | ND | 190 | 620.6 | 3.2 |  | 100.1
| 13927 | 1010 | undifferentiated aquifer | 1998-11-17 | 74 | 457 | 8 | 29 | 83 | 260.21 | 69 | 22 | 5.5 | 3.8 | ND | 0.03 | 99.4 | 1 | 83 | 0.46 | ND | 6.3 | 0.17
| 13927 | 1010 | undifferentiated aquifer | 1999-11-17 | 74 | 455 | 8 | 29 | 82 | 261.3 | 69 | 22 | 5.5 | 3.8 | 0.02 | 0.03 | 99 | 1 | 83 | 0.5 | ND | 6.3 | 0.17
| 14672 | 1010 | undifferentiated aquifer | 1974-08-26 |  | 2510 | 8 | 155 | 130 | ND | 440 | 8 | 40 | 13.3 |  |  | 155 | 2 | 690 | 0.26
| 14679 | 1010 | undifferentiated aquifer | 1974-09-07 | 27 | 498 | 8 | 123 | 181 | ND | 56 | 3 | 24 | 15.4 |  |  | 221 |  | 46 | 0.4 | ND | 9
| 14989 | 1010 | undifferentiated aquifer | 1999-11-17 | 57 | 475 | 8 | ND | 104 | 325.16 | 99 | 3 | 1.3 | 1 | 0.02 | 0.06 | 125 | 1 | 85 | 0.3 | ND | 7.7 | 0.02
| 14989 | 1010 | undifferentiated aquifer | 1998-11-17 | 57 | 474 | 8 | ND | 104 | 323.31 | 99.2 | 3 | 1.3 | 1 | 0.01 | 0.06 | 125.1 | 1 | 84.7 | 0.25 | ND | 7.7 | 0.01
| 14989 | 1010 | undifferentiated aquifer | 1974-09-05 | 56 | 512 | 8 | ND | 90 | ND | 100 | 3 | 1.2 | 1 |  |  | 110 |  | 95 | 0.33 | ND | 14.4
| 14990 | 1010 | undifferentiated aquifer | 1974-09-04 | 21 | 2270 | 8 | 302 | 360 | 1201.31 | 360 | 8 | 60 | 37 |  |  | 434 | 3 | 520 | 0.31 | ND | ND
| 14990 | 1010 | undifferentiated aquifer | 1985-09-19 | 18 | 2250 | 8 | 337 | 383 | 1379.92 | 380 | 7 | 69 | 40 |  |  | 455 | 6 | 530 | 0.4 | 2 | 40
| 14993 | 1010 | undifferentiated aquifer | 1974-09-05 | 52 | 2170 | 8 | 186 | 70 | ND | 370 | 4 | 20 | 33 |  |  | 85 |  | 680 | 0.7 | ND | 9
| 14994 | 1010 | undifferentiated aquifer | 1974-09-06 |  | 4340 | 8 | 159 | 280 | 2252.62 | 800 | 7 | 16 | 29 |  |  | 341 |  | 1180 | 0.95 | ND | 52
| 16073 | 1010 | undifferentiated aquifer | 1974-09-16 |  | 6960 | 8 | 397 | 288 | 3747.05 | 1280 | 12 | 80 | 48 |  |  | 351 |  | 2090 | 0.46 |  | 64
| 16499 | 1010 | undifferentiated aquifer | 1974-09-10 | 42 | 2570 | 8 | 413 | 759 | ND | 425 | 11 | 50 | 70 |  |  | 904 | 11 | 340 | 0.72 | ND | 42
| 16629 | 1010 | undifferentiated aquifer | 1966-03-09 | 21 | 285 | 7 | 88 | 118 | ND | 25 |  | 21.6 | 8.3 |  |  | 144 |  | 16 | 0.35 |  | 6
| 16630 | 1010 | undifferentiated aquifer | 1966-03-10 | 18 | 300 | 8 | 89 | 104 | 186.6 | 41 |  | 19 | 10 |  |  | 127 |  | 44 | 0.15 |  | 10
| 16887 | 1010 | undifferentiated aquifer | 1985-09-02 | 36 | 470 | 8 | 129 | 180 | 320.62 | 49 | 3 | 27 | 15 |  |  | 215 | 2 | 41 | 0.3 |  | 9.5
| 16887 | 1010 | undifferentiated aquifer | 1998-11-17 | 63 | 400 | 8 | 27 | 83 | 258.93 | 71 | 6 | 4.2 | 3.9 | 0.02 | 0.02 | 100 | 1 | 69 | 0.2 | ND | 4.2 | 0.02
| 16887 | 1010 | undifferentiated aquifer | 1974-09-05 | 61 | 414 | 8 | 24 | 90 | 210.55 | 68 | 6 | 3 | 4 |  |  | 110 |  | 75 | 0.26 | ND | ND
| 16887 | 1010 | undifferentiated aquifer | 1966-10-02 | 14 | 17000 | 7 | 3083 | 200 | 11333.57 | 3240 |  | 328 | 550 |  |  | 244 |  | 6900 | 0.6 |  | 195
| 30927 | 1010 | undifferentiated aquifer | 1974-08-26 |  | 1570 | 8 | 80 | 80 | 699.24 | 240 | 5 | 10 | 13.3 |  |  | 97 |  | 380 | 0.25 | ND | 3
| 30927 | 1010 | undifferentiated aquifer | 1998-11-18 | 90 | 1250 | 8 | 64 | 51 | 734.73 | 230 | 4 | 6.8 | 11.5 | 0.03 | 0.02 | 62 | ND | 350 | 0.1 | 1 | 10.5 | 0.19
| 30928 | 1010 | undifferentiated aquifer | 1998-11-18 | 33 | 3650 | 8 | 450 | 380 | 2212.27 | 660 | 9 | 100 | 48.5 | 0.02 | 0.02 | 445 | 9 | 1000 | 0.4 | 3 | 68 | 0.02
| 30928 | 1010 | undifferentiated aquifer | 1974-08-26 |  | 3920 | 8 | 368 | 350 | 1989.3 | 640 | 16 | 60 | 53 |  |  | 427 |  | 1010 | 0.34
| 35726 | 1010 | undifferentiated aquifer | 1994-02-10 | 61 | 5100 | 8 | 1038 | 224 | 2792.94 | 650 | 14 | 185 | 140 | 0.04 | 0.04 | 270 | 1 | 1500 | 0.2 | 6 | 69
| 35972 | 1010 | undifferentiated aquifer | 1970-09-05 |  | 950 | 7 | ND | 785 | 822.5 | 236 | 4 | 4 |  |  |  |  | 470 | 90 | 3.5 |  | 15
| 39490 | 1010 | undifferentiated aquifer | 1996-07-24 |  | 212 | 7 | 32 | 68 | 184.78 | 33.5 | 2 | 8.2 | 2.8 | 0.15 | 0.24 | 82.5 | ND | 22.4 | 0.26 | 1 | 0.6 | 0.04
| 39510 | 1010 | undifferentiated aquifer | 1974-09-09 |  | 103 | 7 | ND | 32 | 49.64 | 13 | 2 | 2 | 1 |  |  | 39 |  | 12 | 0.16
| 39511 | 1010 | undifferentiated aquifer | 1967-10-01
| 39511 | 1010 | undifferentiated aquifer | 1974-09-09 |  | 154 | 8 | 24 | 54 | 84.31 | 22 | 3 | 7 | 1.7 |  |  | 66 |  | 18 | 0.16
| 39906 | 1010 | undifferentiated aquifer | 1974-08-26 | 191 | 350 | 8 | 32 | 130 | 694.15 | 64 | 10 | 10 | 1.8 | 0.2 |  | 156 | 1 | 40 | 0.54 |  | 490
| 39906 | 1010 | undifferentiated aquifer | 1974-08-26 |  | 18400 | 8 | 1848 | 340 | 8551.45 | 3300 | 40 | 300 | 267 |  |  | 415 |  | 3950 | 0.39 |  | 490
| 39962 | 1010 | undifferentiated aquifer | 1996-09-20 |  | 3910 | 7 | 564 | 475 | 2336.53 | 662 | 11 | 95.2 | 79.3 | ND | ND | 577.4 | 1 | 1031.1 | 0.37 | ND | 89.3 | 0.03
| 39963 | 1010 | undifferentiated aquifer | 1996-09-20 |  | 2050 | 7 | 322 | 394 | 1236.66 | 335.4 | 8 | 57.1 | 43.7 | 0.04 | 0.01 | 478.7 | 1 | 428.9 | 0.31 | 1 | 37.2 | 0.16
| 39963 | 1010 | undifferentiated aquifer | 1974-09-06 | 31 | 1540 | 8 | 232 | 310 | ND | 240 | 8 | 40 | 32 |  |  | 369 | 4 | 300 | 0.29 | ND | 39.4
| 39964 | 1010 | undifferentiated aquifer | 1996-09-20 |  | 580 | 7 | 55 | 120 | 406.11 | 100.8 | 5 | 11.1 | 6.6 | 0.08 | 0.01 | 145.9 | ND | 99.1 | 0.33 | ND | 15.9 | 0.02
| 39964 | 1010 | undifferentiated aquifer | 1974-09-05 | 18 | 1450 | 8 | 107 | 370 | ND | 285 | 8 | 5 | 23 |  |  | 451 |  | 187 | ND | ND | 71
| 39965 | 1010 | undifferentiated aquifer | 1974-09-05 | 27 | 1520 | 8 | 118 | 275 | ND | 275 | 18 | 20 | 16.5 |  |  | 332 | 1 | 295 | 0.39 | ND | 31
| 39965 | 1010 | undifferentiated aquifer | 1975-04-18 | 20 | 1150 | 8 | 156 | 400 | ND | 200 | 1 | 28 | 21 |  |  | 485 | 2 | 125 | 1.1 |  | 17
| 39968 | 1010 | undifferentiated aquifer | 1974-09-06 | 44 | 1970 | 8 | 298 | 409 | ND | 295 | 10 | 50 | 42 |  |  | 490 | 5 | 385 | 0.33 | ND | 28.4
| 39968 | 1010 | undifferentiated aquifer | 1996-09-20 |  | 779 | 7 | 117 | 204 | 472.12 | 119.4 | 6 | 22.8 | 14.6 | 0.05 | 0.15 | 247.5 | ND | 123.9 | 0.31 | ND | 17.8 | 0.03
| 39978 | 1010 | undifferentiated aquifer | 1996-07-24 |  | 2327 | 8 | 453 | 232 | 1306.65 | 300.8 | 7 | 77.5 | 63.2 | 0.01 | 0.15 | 280.4 | 1 | 587.6 | 0.22 | ND | 48.3 | 0.34
| 39980 | 1010 | undifferentiated aquifer | 1996-07-24 |  | ND | 6 | ND | ND | 74.14 | 16.6 | 1 | 0.7 | 0.3 | 0.67 | 0.01 | 8.2 | ND | 16 | ND | ND | 6 | 0.03
| 54199 | 1010 | undifferentiated aquifer | 1974-09-10 |  | 365 | 8 | 104 | 126 | ND | 34 | 4 | 24 | 10.6 |  |  | 151 | 1 | 34 | 0.2
| 60643 | 1010 | undifferentiated aquifer | 1996-09-11 |  | 3630 | 7 | 410 | 857 | 2237.51 | 675.5 | 25 | 22.7 | 85.9 | ND | 0.16 | 1041.7 | 2 | 648 | 0.32 | 20 | 209.2 | 0.08
| 60643 | 1010 | undifferentiated aquifer | 1974-09-10 | 37 | 4200 | 8 | 618 | 749 | ND | 700 | 10 | 40 | 126 |  |  | 914 |  | 810 | 0.76 | ND | 324
| 60749 | 1010 | undifferentiated aquifer | 1984-03-25 | 51 | 8000 | 8 | 462 | 691 | 4731.48 | 1700 | 21 | 27 | 96 | 0.08 | 0.01 | 820 | 11 | 2350 | 0.7 | ND | 115
| 70517 | 1010 | undifferentiated aquifer | 1985-05-30 | 46 | 39000 | 7 | 5202 | 235 | 26475.5 | 8100 | 56 | 830 | 760 | 0.26 | 2.3 | 285 | 1 | 15000 | 0.3 | ND | 1550
| 70517 | 1010 | undifferentiated aquifer | 1985-05-26 | 29 | 36000 | 8 | 4836 | 212 | 24605.42 | 7400 | 48 | 700 | 750 | 0.34 | 2.2 | 255 | 2 | 14000 | 0.4 | ND | 1550
| 70521 | 1010 | undifferentiated aquifer | 1996-07-24 |  | 4915 | 7 | 903 | 418 | 2688.38 | 665.4 | 10 | 153 | 126.7 | ND | ND | 507.9 | 1 | 1306.9 | 0.3 | 2 | 84.7 | 0.11
| 70764 | 1010 | undifferentiated aquifer | 1998-11-17 | 64 | 330 | 8 | 27 | 52 | 219.31 | 53 | 6 | 4.2 | 4.1 | ND | 0.04 | 63.4 | ND | 61.7 | 0.14 | ND | 7.7 | 0.01
| 70764 | 1010 | undifferentiated aquifer | 1985-12-19 | 64 | 330 | 8 | 29 | 15 | 217.25 | 54 | 7 | 5 | 4 | ND | ND | 18 | ND | 80 | 0.2 | ND | 11
| 70764 | 1010 | undifferentiated aquifer | 1985-09-24 | 67 | 330 | 8 | 26 | 55 | 220.45 | 52 | 5 | 4.2 | 3.7 | 0.01 |  | 67 | ND | 63 | 0.1 |  | 8.9
| 70766 | 1010 | undifferentiated aquifer | 1985-09-24 | 44 | 6300 | 8 | 460 | 62 | 3744.68 | 1250 | 6 | 31 | 93 |  |  | 75 | ND | 2200 | 0.2 |  | 26
| 70777 | 1010 | undifferentiated aquifer | 1996-09-20 |  | 1400 | 7 | 164 | 394 | 896.64 | 257.6 | 5 | 31.2 | 21 | ND | 0.01 | 478.8 | 1 | 216.9 | 0.51 | 2 | 30.9 | 0.06
| 70778 | 1010 | undifferentiated aquifer | 1996-09-20 |  | 467 | 7 | 24 | 100 | 334.64 | 90.9 | 4 | 5 | 2.9 | ND | 0.01 | 121.9 | ND | 77.4 | 0.32 | 1 | 14.6 | 0.02
| 70949 | 1010 | undifferentiated aquifer | 1996-07-24 |  | ND | 7 | ND | 28 | 58.84 | 9.8 | 2 | 2.5 | 1 | 0.03 | 0.03 | 33.7 | ND | 1.9 | ND | ND | ND | 0.03
| 96552 | 1010 | undifferentiated aquifer | 1996-09-20 |  | 2760 | 7 | 462 | 898 | 1715.23 | 504.9 | 5 | 74.6 | 67.2 | ND | ND | 1092.7 | 1 | 415.9 | 1.94 | ND | 75 | ND
| 102033 | 1010 | undifferentiated aquifer | 1996-07-24 |  | 2044 | 7 | 434 | 306 | 1188.16 | 270.1 | 8 | 82.8 | 55.2 | ND | ND | 372.6 | ND | 443.9 | 0.2 | 1 | 61.8 | 0.2
| 102034 | 1010 | undifferentiated aquifer | 1996-07-24 |  | 841 | 8 | 70 | 126 | 514.48 | 146.6 | 5 | 12.1 | 9.6 | 0.16 | 0.01 | 152.5 | ND | 162.8 | 0.2 | ND | 25.7 | 0.08
| 102057 | 1010 | undifferentiated aquifer | 1996-07-10 |  | 112 | 7 | 14 | 33 | 90.09 | 17.4 | 1 | 3.5 | 1.4 | 0.9 | ND | 40.6 | ND | 11.9 | 0.01 | ND | ND | 0.02
| 102059 | 1010 | undifferentiated aquifer | 1996-07-10 |  | 144 | 6 | 11 | 44 | 127.04 | 26.2 | 1 | 2.8 | 0.9 | 0.2 | 0.03 | 53.3 | ND | 15 | 0.12 | ND | 0.5 | 0.03
| 102068 | 1010 | undifferentiated aquifer | 1996-07-24 |  | 3983 | 7 | 671 | 400 | 2215.43 | 570.6 | 9 | 110.9 | 96 | ND | ND | 486.1 | 1 | 1013.6 | 0.3 | 2 | 76.7 | 0.11
| 102069 | 1010 | undifferentiated aquifer | 1996-07-24 |  | 2393 | 8 | 496 | 451 | 1394.25 | 326.8 | 6 | 93.3 | 64.1 | ND | ND | 546.8 | 2 | 489.6 | 0.29 | 1 | 64.5 | 0.04
| 102083 | 1010 | undifferentiated aquifer | 1996-09-20 |  | 4170 | 7 | 260 | 161 | 2312.01 | 808 | 9 | 36.8 | 41 | 0.03 | ND | 195.6 | ND | 1315.3 | 0.17 | ND | ND | 0.01
| 102098 | 1010 | undifferentiated aquifer | 1996-09-11 |  | 4280 | 7 | 825 | 823 | 2782.41 | 748.2 | 10 | 103.7 | 137.7 | ND | 0.05 | 999.7 | 2 | 849.4 | 0.82 | ND | 398.6 | 0.04
| 102099 | 1010 | undifferentiated aquifer | 1996-09-11 |  | 10640 | 7 | 2421 | 300 | 6665.01 | 1588 | 23 | 321 | 393.9 | ND | 0.06 | 365.9 | ND | 3580 | 0.26 | ND | 483.3 | 0.04
| 102100 | 1010 | undifferentiated aquifer | 1996-09-11 |  | 3920 | 7 | 444 | 502 | 2451.84 | 752.1 | 10 | 74.3 | 63 | ND | 0.01 | 609.9 | 1 | 943.1 | 0.4 | ND | 217 | 0.13
| 12030003 | 1010 | undifferentiated aquifer | 1982-05-10 | 23 | 335 | 8 | 95 | 112 | 163.38 | 27 | 2 | 20 | 11 |  |  | 135 | ND | 25 | 0.2 | ND | 7
| 12030003 | 1010 | undifferentiated aquifer | 1975-02-25 | 24 | 290 | 7 | 68 | 102 | 183.68 | 35 | 3 | 15.5 | 7.2 |  |  | 124 |  | 1.8 | 0.21 | ND | 16
| 12030003 | 1010 | undifferentiated aquifer | 2000-07-17 | 29 | 329 | 8 | 100 | 117 | 219.16 | 29.2 | 3 | 20.9 | 11.7 | ND | 0.03 | 141.4 | 1 | 22.6 | 0.28 | 1 | 11.2 | ND
| 12030004 | 1010 | undifferentiated aquifer | 1982-05-10 | 15 | 130 | 8 | 39 | 41 | 65.34 | 7.7 | 2 | 9.2 | 3.8 |  |  | 49.5 | ND | 7 | 0.2 | 1 | 6
| 12030004 | 1010 | undifferentiated aquifer | 2000-07-17 | 16 | 140 | 8 | 44 | 55 | 99.9 | 9.5 | 3 | 10.3 | 4.5 | ND | ND | 66.5 | ND | 5.6 | 0.12 | 1 | 1.8 | 0.09
| 12030004 | 1010 | undifferentiated aquifer | 1975-02-24 | 20 | 230 | 7 | 39 | 78 | 160.94 | 33 | 3 | 9 | 4 |  |  | 95 |  | 16 | 0.23 | ND | 15
| 12030005 | 1010 | undifferentiated aquifer | 1982-05-10 | 37 | 345 | 8 | 91 | 116 | 169.14 | 31 | 2 | 20 | 10 |  |  | 140 | 1 | 23 | 0.3 | ND | 8
| 12030005 | 1010 | undifferentiated aquifer | 2000-07-17 | 38 | 323 | 8 | 96 | 125 | 220.69 | 31.1 | 3 | 20 | 11.1 | ND | ND | 150.4 | 1 | 20.4 | 0.33 | ND | 8.3 | ND
| 12030005 | 1010 | undifferentiated aquifer | 1975-02-28 | 52 | 355 | 8 | 86 | 115 | 247.59 | 40 | 3 | 18 | 10 |  |  | 140 |  | 35 | 0.25 |  | 16.3
| 12030006 | 1010 | undifferentiated aquifer | 2000-07-17 | 49 | 332 | 8 | 95 | 126 | 225.85 | 33.1 | 3 | 20.2 | 10.8 | ND | ND | 151.5 | 1 | 22.5 | 0.4 | ND | 8.3 | ND
| 12030006 | 1010 | undifferentiated aquifer | 1982-05-10 | 50 | 345 | 8 | 82 | 116 | 176.74 | 33 | 2 | 19 | 8.4 |  |  | 140 | 1 | 23 | 0.4 | ND | 7
| 12030006 | 1010 | undifferentiated aquifer | 1975-05-20 | 79 | 370 | 7 | 99 | 139 | 209.74 | 43 | 3 | 24 | 9.5 |  |  | 170 |  | 12.5 | 0.25 | ND | 33.6
| 12030007 | 1010 | undifferentiated aquifer | 1982-05-10 | 56 | 355 | 8 | 94 | 116 | 227.94 | 32 | 3 | 21 | 10 |  |  | 140 | 1 | 25 | 0.4 | ND | 11
| 12030007 | 1010 | undifferentiated aquifer | 2000-07-17 | 51 | 340 | 8 | 97 | 129 | 232.48 | 34.8 | 3 | 21.1 | 10.8 | ND | ND | 155.2 | 1 | 22.8 | 0.37 | ND | 8.4 | ND
| 12030008 | 1010 | undifferentiated aquifer | 1975-05-22 |  | 400 | 7 | 73 | 115 | 161.3 | 36 | 3 | 17 | 7.3 |  |  | 140 |  | 12.5 | 0.26 | ND | 16.4
| 12030008 | 1010 | undifferentiated aquifer | 2000-07-17 | 55 | 335 | 8 | 87 | 125 | 228.42 | 36.5 | 3 | 19 | 9.4 | ND | ND | 150 | 1 | 22 | 0.4 | ND | 8 | ND
| 12030008 | 1010 | undifferentiated aquifer | 1982-05-10 | 55 | 345 | 8 | 91 | 116 | 254.44 | 39 | 3 | 20 | 10 |  |  | 140 | 1 | 45 | 0.3 | ND | 10
| 12030015 | 1010 | undifferentiated aquifer | 1975-05-26 |  | 410 | 7 | 67 | 100 | 227.37 | 61 | 3 | 16 | 6.5 |  |  | 122 |  | 65 | 0.18 | ND | 15.6
| 12030015 | 1010 | undifferentiated aquifer | 1982-05-10 | 30 | 285 | 8 | 33 | 91 | 165.49 | 40 | 2 | 6.8 | 4 |  |  | 110 | ND | 18 | 0.3 | 9 | 3
| 12030015 | 1010 | undifferentiated aquifer | 2000-07-17 | 29 | 256 | 8 | 36 | 100 | 208.42 | 41.6 | 2 | 7.1 | 4.5 | 0.02 | ND | 120.7 | 1 | 17.4 | 0.36 | 1 | 0.5 | ND
| 12030019 | 1010 | undifferentiated aquifer | 2000-07-18 | 24 | 614 | 8 | 29 | 169 | 390.04 | 125 | 2 | 6.1 | 3.3 | ND | 0.14 | 200.2 | 3 | 78.9 | 0.9 | ND | 16.4 | ND
| 12030019 | 1010 | undifferentiated aquifer | 1982-05-11 | 24 | 630 | 8 | 29 | 150 | 373.11 | 120 | 2 | 6.2 | 3.4 |  |  | 180 | 1 | 77 | 0.8 | ND | 16
| 12030019 | 1010 | undifferentiated aquifer | 1975-04-24 | 47 | 680 | 8 | 44 | 165 | 314.9 | 109 | 3 | 10 | 4.5 |  |  | 199 | 1 | 70 | 1.05 | ND | 18.6
| 12030020 | 1010 | undifferentiated aquifer | 2000-07-18 | 12 | 987 | 8 | 84 | 223 | 641.96 | 181.5 | 3 | 17 | 10 | 1.1 | 1.78 | 266.3 | 3 | 177.8 | 0.45 | ND | 0.6 | ND
| 12030020 | 1010 | undifferentiated aquifer | 1975-04-28 | 33 | 595 | 8 | [11 empty] | 95
| 12030020 | 1010 | undifferentiated aquifer | 1982-05-11 | 12 | 990 | 8 | 73 | 211 | 620.78 | 175 | 2 | 15 | 8.6 |  |  | 255 | 1 | 170 | 0.4 | ND | 8
| 2194 | 1015 | Doncaster Member of the Wallumbilla Formation | 1972-01-01 |  | 560 | 7 | 55 | 34 | 291.31 | 94 |  | 4 | 11 |  |  | 41 |  | 150 | 0.15 |  | 12
| 2194 | 1015 | Doncaster Member of the Wallumbilla Formation | 1965-07-28 |  | 385 | 7 | 45 | 71 | ND | 72 |  | 8 | 6 |  |  | 86 |  | 91 | 0.2 |  | 4
| 16898 | 1015 | Moolayember Formation | 1966-06-28 | 132 | 6620 | 8 | 1150 | 140 | 3951.59 | 1020 |  | 312 | 90 |  |  | 134 | 18 | 2180 | 0.7 |  | 265
| 1027 | 1015 | Ronlow Beds | 1965-08-02 |  | 387 | 7 | 41 | 56 | ND | 87 |  | 8 | 5 |  |  | 68 |  | 92 | 0.2 |  | 3
| 2193 | 1015 | Ronlow Beds | 1965-07-28 |  | 375 | 8 | 13 | 135 | 226.53 | 89 |  | 2 | 2 |  |  | 165 |  | 50 | 0.4 |  | 2
| 32982 | 1015 | Ronlow Beds | 1970-08-24 | 132 | 1050 | 6 | 185 | 116 | ND | 141 |  | 18 | 34 | ND |  | 142 |  | 252 | 0.2 | ND | 18
| 32982 | 1015 | Ronlow Beds | 1970-06-04 | 132 | 985 | 7 | 200 | 84 | 577.6 | 129 |  | 14 | 40 | 55 |  | 102 |  | 260 | 1.45 |  | 28
| 36464 | 1015 | Ronlow Beds | 1971-08-20 |  | 560 | 8 | 106 | 140 | 288.48 | 73 |  | 34 | 5 |  |  | 171 |  | 80 | 0.4 |  | 12
| 118745 | 1015 | Ronlow Beds | 2007-02-28 | 62 | 401 | 7 | 23 | 95 | 228 | 66 | 14 | 4.5 | 2.9 | ND | 0.07 | 115 | ND | 63 | 0.13 | ND | 5.5 | 0.02
| 1016 | 1015 | undifferentiated aquifer | 1965-07-03 |  | 440 | 8 | 53 | 64 | 221.65 | 67 |  | 13 | 5 |  |  | 78 |  | 90 | 0.3 |  | 8
| 1016 | 1015 | undifferentiated aquifer | 1972-08-12 |  | 430 | 8 | 51 | 75 | 229.39 | 72 |  | 12 | 5 |  |  | 92 |  | 90 | 0.15 |  | 5
| 1025 | 1015 | undifferentiated aquifer | 1965-08-02 | 4 | 370 | 8 | 29 | 72 | 203.47 | 71 |  | 5 | 4 |  |  | 88 |  | 72 | 0.2 |  | 8
| 1025 | 1015 | undifferentiated aquifer | 1972-01-01 |  | 370 | 7 | 25 | 72 | 202.42 | 73 |  | 5 | 3 |  |  | 88 |  | 78 | 0.15 |  | ND
| 2177 | 1015 | undifferentiated aquifer | 1987-05-12 |  | 390 | 8 | 24 | 132 | 231.94 | 71 | 9 | 6 | 2 | 0.02 | 0.03 | 160 | ND | 44 | 0.1 | ND | 5.7 | 0.04
| 2184 | 1015 | undifferentiated aquifer | 1989-09-14 | 120 | 380 | 8 | 54 | 83 | 221.92 | 51 | 12 | 11.5 | 5.9 | 0.01 | ND | 100 | ND | 71 | 0.1 | ND | 5.7 | 0.1
| 2185 | 1015 | undifferentiated aquifer | 1965-07-30 |  | ND |  | 37 | 129 | ND | 81.5 |  | 10 | 2.9 |  |  | ND | 77 | 54.3 | 0.2 |  | 11.4
| 2195 | 1015 | undifferentiated aquifer | 1965-07-28 |  | 390 | 8 | 13 | 145 | 238.33 | 94 |  | 2 | 2 |  |  | 177 |  | 50 | 0.3 |  | 3
| 2215 | 1015 | undifferentiated aquifer | 1965-07-30 |  | ND |  | 13 | 150 | ND | 90.1 |  | 2.9 | 1.4 |  |  | ND | 90 | 42.9 | 0.4 |  | ND
| 2219 | 1015 | undifferentiated aquifer | 1972-01-01 |  | 400 | 7 | 36 | 80 | 218.39 | 75 |  | 6 | 5 |  |  | 98 |  | 84 | 0.2 |  | ND
| 7707 | 1015 | undifferentiated aquifer | 1971-10-11 |  | 380 | 8 | 26 | 116 | 204.02 | 74 |  | 4 | 4 |  |  | 142 |  | 52 | 0.2 |  | ND
| 7991 | 1015 | undifferentiated aquifer | 1987-05-12 |  | 415 | 7 | 49 | 87 | 237.07 | 55 | 17 | 11 | 5 | ND | 0.15 | 105 | ND | 75 | 0.1 | ND | 4.6 | 0.8
| 8520 | 1015 | undifferentiated aquifer | 1966-01-01 |  | 3250 | 8 | 470 | 130 | 1952.95 | 551 | 18 | 116 | 43.7 |  |  | 159 |  | 1000 | 0.57 |  | 145
| 12794 | 1015 | undifferentiated aquifer | 1965-09-29 |  | ND |  | 45 | 84 | ND | 67.2 |  | 8.6 | 5.7 |  |  | ND | 50 | 74.4 | 0.1 |  | 2.9
| 12794 | 1015 | undifferentiated aquifer | 1956-04-09 |  | ND |  | 51 | 84 | 206.3 | 64.4 |  | 8.6 | 7.2 |  |  | ND | 50 | 75.8 | 0.2 |  | ND
| 12794 | 1015 | undifferentiated aquifer | 1987-05-13 |  | 385 | 7 | 41 | 78 | 216.76 | 53 | 16 | 8 | 5 | 0.03 | 0.13 | 94 | ND | 66 | 0.1 | ND | 6.5 | 0.5
| 13480 | 1015 | undifferentiated aquifer | 1957-12-17 |  | ND |  | 51 | 74 | 216.6 | 67.2 |  | 8.6 | 7.2 |  |  | ND | 44 | 88.7 | 0.6 |  | ND
| 13480 | 1015 | undifferentiated aquifer | 1965-08-02 |  | 394 | 8 | 46 | 71 | 216.59 | 69 |  | 10 | 5 |  |  | 86 |  | 84 | 0.3 |  | 6
| 13480 | 1015 | undifferentiated aquifer | 1970-09-02 |  | 1950 | 7 | 178 | 108 | 1142.95 | 363 |  | 48 | 14 |  |  | 132 |  | 482 | 1.05 | ND | 170
| 16197 | 1015 | undifferentiated aquifer | 1966-05-27 | 514 | 500 | 7 | 12 | 176 | 252.97 | 73.3 |  | 4.8 | ND |  |  | 214.5 |  | 64 | 0.4 |  | 5
| 51461 | 1015 | undifferentiated aquifer | 1983-10-25 | 117 | 420 | 8 | 12 | 128 | 230.04 | 75 | 8 | 2.6 | 1.3 | 0.21 | 0.02 | 155 | 1 | 43 | 0.1 | 2 | 6.3
| 69887 | 1015 | undifferentiated aquifer | 1993-06-05 | 156 | 415 | 7 | 48 | 54 | 229.15 | 51.3 | 18 | 10.5 | 5.2 | ND | 0.16 | 65.5 | ND | 91.7 | 0.05 | ND | 5.8
| 93418 | 1015 | undifferentiated aquifer | 1998-03-11 | 72 | 395 | 8 | 27 | 131 | 230.8 | 74 | 9 | 7.3 | 2 | 0.24 | ND | 155 | 2 | 41.5 | 0.2 | ND | 5 | ND
| 12545 | 1032 | Adori Sandstone | 1956-02-14 | 264 | ND |  | 123 | 148 | ND | 38.6 |  | 18.6 | 18.6 |  |  | ND | 89 | 40 | 0.2 |  | ND
| 12545 | 1032 | Adori Sandstone | 1972-05-08 | 264 | 365 | 7 | 117 | 146 | ND | 43 |  | 22 | 15 |  |  | 178 |  | 44 | 0.35 |  | 2
| 91500068 | 1032 | Alluvium | 1970-10-04 |  | 4600 | 8 | 677 | 331 | 2869.91 | 797 |  | 88 | 111 |  |  | 403 |  | 905 | 0.75 |  | 770
| 91500068 | 1032 | Alluvium | 1967-07-25 | 24 | 4680 | 8 | 804 | 341 | 3139.76 | 835 |  | 165 | 95 |  |  | 415 |  | 950 | 0.7 |  | 890
| 91500069 | 1032 | Alluvium | 1970-10-04 |  | 665 | 8 | 130 | 236 | 340.12 | 87 |  | 32 | 12 |  |  | 287 |  | 40 |  |  | 28
| 91500069 | 1032 | Alluvium | 1967-07-25 |  | 630 | 8 | 160 | 217 | 399.11 | 91 |  | 39 | 15 |  |  | 264 |  | 26 | 0.3 |  | 98
| 91500074 | 1032 | Alluvium | 1967-04-03 | 12 | 690 | 8 | 154 | 141 | 421.58 | 93 |  | 40 | 13 |  |  | 171 |  | 42 | 0.5 |  | 149
| 4468 | 1032 | Birkhead Formation | 1972-06-11 |  | 715 | 8 | 92 | 300 | 453.2 | 152 |  | 22 | 9 |  |  | 307 | 29 | 76 | 0.25 |  | 14
| 4468 | 1032 | Birkhead Formation | 1969-08-05 |  | 715 | 8 | 64 | 280 | ND | 146 |  | 24 | 1 |  |  | 342 |  | 60 | 0.3 |  | 16
| 4468 | 1032 | Birkhead Formation | 1985-01-29 | 256 | 710 | 8 | 79 | 281 | 410.04 | 125 | 5 | 20 | 7.1 | 0.01 | 0.05 | 340 | 1 | 51 | 0.1 | ND | 19
| 4468 | 1032 | Birkhead Formation | 1965-10-14 |  | 640 | 8 | 56 | 272 | ND | 149 |  | 14 | 5 |  |  | 332 |  | 64 | 0.3 |  | 17
| 2090 | 1032 | Gilbert River Formation | 1990-08-01 | 22 | 1036 | 8 | 271 | 221 | 595.1 | 125 | 2 | 19.1 | 54.4 | 0.05 | ND | 262.9 | 3 | 206 | 0.15 | ND | 16
| 2680 | 1032 | Gilbert River Formation | 1969-07-11 |  | 700 | 8 | 255 | 310 | 396.36 | 71 |  | 18 | 51 |  |  | 354 | 12 | 70 | 0.3
| 12326 | 1032 | Gilbert River Formation | 1955-05-10 | 198 | ND |  | 84 | 93 | ND | 41.5 |  | 10 | 14.3 |  |  | ND | 56 | 48.6 | 0.1 |  | 8.6
| 38216 | 1032 | Gilbert River Formation | 1972-12-04 |  | 1500 | 8 | 25 | 520 | 846.06 | 347 |  | ND | 6 |  |  | 595 | 19 | 180 | 1.5 |  | ND
| 69882 | 1032 | Gilbert River Formation | 1993-06-10 |  | 527 | 8 | 183 | 201 | 303.43 | 37.9 | 6 | 46 | 16.4 | ND | 0.08 | 242.4 | 1 | 44.6 | 0.04 | ND | 6.4 | ND
| 69882 | 1032 | Gilbert River Formation | 2005-03-08 | 292 | 381 | 7 | 99 | 119 | 214 | 36 | 6 | 15 | 15 | ND | 0.04 | 145 | ND | 47 | 0.1 | ND | 6.1 | 0.01
| 69882 | 1032 | Gilbert River Formation | 2008-10-02 | 292 | 384 | 7 | 101 | 118 | 212 | 35 | 6 | 15 | 16 | ND | 0.06 | 143 | ND | 46 | 0.07 | ND | 6.8 | ND
| 4193 | 1032 | Hooray Sandstone | 2009-04-23 | 210 | 872 | 8 | ND | 284 | 525 | 200 | 1 | 2 | 0.1 | ND | ND | 336 | 5 | 62 | 0.14 | ND | 74 | ND
| 4193 | 1032 | Hooray Sandstone | 1971-09-11 | 408 | 860 | 8 | 25 | 355 | 508.61 | 205 |  | 10 | ND |  |  | 433 |  | 80 | 0.7 |  | ND
| 4193 | 1032 | Hooray Sandstone | 1988-07-25 | 210 | 870 | 8 | 11 | 289 | 518.28 | 190 | 1 | 4.2 | 0.1 | 0.02 | 0.01 | 340 | 6 | 62 | 0.1 | ND | 72 | ND
| 4193 | 1032 | Hooray Sandstone | 1971-10-07 | 210 | 960 | 8 | 56 | 330 | ND | 199 |  | 16 | 4 | ND |  | 403 | ND | 65 | 0.4 |  | 62
| 15869 | 1032 | Hooray Sandstone | 1965-02-25 | 89 | ND | 7 | 111 | 203 | ND | 84.4 |  | 25.7 | 11.4 |  |  | ND | 122 | 60.1 | 0.3 |  | 11.4
| 17379 | 1032 | Hooray Sandstone | 1969-08-07 | 66 | 3350 | 7 | 161 | 270 | 2137.62 | 720 |  | 28 | 22 | 0.25 |  | 329 |  | 545 | 0.6 | ND | 660
| 69424 | 1032 | Hooray Sandstone | 1987-02-10 | 157 | 750 | 8 | 52 | 336 | 462.02 | 155 | 5 | 11 | 6 | 0.03 | 0.01 | 400 | 5 | 52 | 0.2 | ND | 12
| 69424 | 1032 | Hooray Sandstone | 2009-12-10 | 151 | 793 | 8 | 54 | 320 | 455 | 159 | 5 | 11 | 6.8 | ND | 0.03 | 383 | 3 | 50 | 0.13 | ND | 11.5 | ND
| 93960 | 1032 | Hooray Sandstone | 2003-10-16 | 92 | 887 | 8 | 193 | 321 | 545.37 | 124.4 | 11 | 36.7 | 24.6 | ND | 0.01 | 387 | 2 | 69.9 | 0.12 | 3 | 65 | 0.01
| 2088 | 1032 | Hutton Sandstone | 1969-08-02 | 310 | 520 | 7 | 161 | 216 | 287.52 | 57 |  | 28 | 22 |  |  | 263 |  | 45 | 0.2 |  | 6
| 2088 | 1032 | Hutton Sandstone | 2009-05-05 | 305 | 520 | 8 | 165 | 214 | 294 | 46 | 6 | 24 | 26 | ND | ND | 256 | 2 | 38 | 0.1 | 1 | 6.1 | ND
| 2088 | 1032 | Hutton Sandstone | 1988-10-13 | 315 | 490 | 7 | 155 | 205 | 280 | 43.5 | 5 | 23.5 | 24 | 0.01 | 0.01 | 250 | ND | 36.5 | 0.1 | ND | 4.5
| 2089 | 1032 | Hutton Sandstone | 2009-05-05 | 324 | 541 | 8 | 165 | 193 | 295 | 43 | 11 | 27 | 23 | ND | ND | 233 | 1 | 52 | 0.15 | 2 | 6.4 | ND
| 2089 | 1032 | Hutton Sandstone | 1988-10-13 |  | 450 | 7 | 138 | 165 | 247.16 | 39.5 | 6 | 16.5 | 23.5 | 0.01 | 0.01 | 200 | ND | 50 | 0.1 | ND | 2.9
| 14053 | 1032 | Hutton Sandstone | 2009-03-17 | 238 | 341 | 7 | 87 | 93 | 189 | 31 | 6 | 13 | 13 | ND | 0.07 | 113 | ND | 44 | 0.08 | ND | 8.3 | 0.03
| 14053 | 1032 | Hutton Sandstone | 1988-07-28 | 220 | 340 | 8 | 90 | 92 | 187.71 | 29.5 | 6 | 13.5 | 13.5 | 0.01 | 0.05 | 110 | 1 | 46 | 0.1 | ND | 7.5 | ND
| 14053 | 1032 | Hutton Sandstone | 1969-02-11 |  | 465 | 8 | 180 | 171 | 245.42 | 29 |  | 44 | 17 |  |  | 208 |  | 50 | 0.15 |  | 3
| 14053 | 1032 | Hutton Sandstone | 1972-05-09 | 238 | 365 | 7 | 98 | 106 | 191.73 | 40 |  | 16 | 14 |  |  | 129 |  | 54 | 0.3 |  | 4
| 16756 | 1032 | Hutton Sandstone | 1969-08-02 | 366 | 485 | 7 | 146 | 195 | 277.22 | 59 |  | 22 | 22 |  |  | 238 |  | 50 | 0.2 |  | 7
| 69591 | 1032 | Hutton Sandstone | 2009-08-19 | 286 | 602 | 8 | 211 | 255 | 324 | 44 | 5 | 31 | 33 | ND | 0.01 | 310 | 1 | 36 | 0.14 | ND | 4.4 | 0.01
| 69883 | 1032 | Hutton Sandstone | 1993-12-13 | 333 | 410 | 8 | 110 | 114 | 231.81 | 36.2 | 8 | 17 | 16.4 | ND | 0.04 | 135.8 | 1 | 60 | 0.1 | ND | 7.8 | ND
| 69883 | 1032 | Hutton Sandstone | 2008-09-30 | 333 | 405 | 7 | 109 | 114 | 222 | 34 | 7 | 16 | 17 | ND | 0.05 | 139 | ND | 53 | 0.08 | ND | 8.4 | 0.01
| 69883 | 1032 | Hutton Sandstone | 2003-11-13 | 333 | 395 | 8 | 107 | 118 | 225.5 | 35.1 | 7 | 16.5 | 15.9 | ND | 0.01 | 143.6 | ND | 53.5 | 0.08 | ND | 7.5 | ND
| 118483 | 1032 | Hutton Sandstone | 2005-03-09 | 300 | 567 | 7 | 204 | 254 | 323 | 44 | 5 | 30 | 31 | ND | ND | 310 | ND | 37 | 0.2 | ND | 3.8 | ND
| 118483 | 1032 | Hutton Sandstone | 2009-08-19 | 300 | 593 | 8 | 205 | 249 | 320 | 44 | 5 | 30 | 32 | ND | 0.01 | 303 | 1 | 36 | 0.14 | ND | 4.2 | ND
| 57 | 1032 | undifferentiated aquifer | 1990-08-09 | 210 | 710 | 8 | 285 | 353 | 431.5 | 57 | 8 | 42.5 | 43.5 | 0.01 | 0.02 | 425 | 3 | 46.5 | 0.2 | ND | 5.7
| 57 | 1032 | undifferentiated aquifer | 1972-06-12 |  | 735 | 8 | 285 | 365 | 462 | 81 |  | 58 | 34 |  |  | 445 |  | 65 | 0.19 |  | 5
| 2019 | 1032 | undifferentiated aquifer | 1973-01-01 |  | 2340 | 7 | 95 | 395 | 1338.96 | 500 | 2 | 23.2 | 9 | 0.7 |  | 482 |  | 565 | 0.56 | ND | 1
| 2019 | 1032 | undifferentiated aquifer | 1969-07-16 |  | 410 | 8 | 147 | 175 | 227.42 | 40 |  | 16 | 26 |  |  | 214 |  | 40 | 0.2 |  | ND
| 2025 | 1032 | undifferentiated aquifer | 2009-04-02 | 226 | 786 | 8 | 49 | 314 | 470 | 164 | 4 | 11 | 5.5 | ND | ND | 380 | 1 | 40 | 0.13 | ND | 39 | 0.01
| 2083 | 1032 | undifferentiated aquifer | 2009-05-05 | 366 | 697 | 8 | 236 | 268 | 405 | 60 | 5 | 53 | 25 | ND | ND | 326 | 1 | 49 | 0.7 | ND | 32 | ND
| 2083 | 1032 | undifferentiated aquifer | 1969-08-02 | 366 | 550 | 7 | 2484 | 2861 | 4347.04 | 829.4 |  | 429 | 343.2 |  |  | 3489.2 |  | 858 | 0.2 |  | 171.6
| 2086 | 1032 | undifferentiated aquifer | 1969-08-03 |  | 540 | 8 | 161 | 201 | 296.17 | 61 |  | 28 | 22 |  |  | 244 |  | 65 | 0.2
| 2086 | 1032 | undifferentiated aquifer | 1988-07-25 | 310 | 455 | 8 | 144 | 167 | 260.56 | 37.5 | 7 | 24.5 | 20 | 0.01 | 0.01 | 195 | 4 | 46 | 0.1 | ND | 6.1 | ND
| 2087 | 1032 | undifferentiated aquifer | 2009-05-07 | 176 | 945 | 8 | ND | 293 | 574 | 215 | 2 | 3 | 0.1 | ND | ND | 349 | 4 | 74 | 0.13 | 3 | 83 | ND
| 2087 | 1032 | undifferentiated aquifer | 1987-04-09 |  | 940 | 8 | ND | 305 | 580 | 215 | 2 | 3.1 | ND | ND | ND | 365 | 4 | 76 | 0.1 | ND | 83
| 2087 | 1032 | undifferentiated aquifer | 2006-07-19 |  | 954 | 8 | ND | 289 | 585 | 225 | 1 | 3.2 | 0.1 | ND | ND | 342 | 5 | 81 | 0.1 | 1 | 82 | ND
| 2087 | 1032 | undifferentiated aquifer | 1969-07-31 | 186 | 1050 | 8 | 25 | 346 | 623.51 | 241 |  | 10 | ND |  |  | 336 | 42 | 85 | 0.3 |  | 80
| 2681 | 1032 | undifferentiated aquifer | 1988-09-15 |  | 590 | 8 | 220 | 280 | 360 | 45 | 5 | 31 | 35 | 0.01 | 0.01 | 340 | 2 | 36.5 | 0.2 | 1 | 2.7
| 2681 | 1032 | undifferentiated aquifer | 2009-10-23 | 252 | 669 | 8 | 232 | 287 | 387 | 56 | 7 | 35 | 35 | 0.07 | ND |  | 2 | 45 | 0.16 | ND | 7 | 0.03
| 2682 | 1032 | undifferentiated aquifer | 1969-07-11 |  | 900 | 8 | 19 | 350 | 542.16 | 218 |  | 6 | 1 |  |  | 378 | 24 | 85 | 0.3 |  | 22
| 2683 | 1032 | undifferentiated aquifer | 2009-12-10 | 183 | 816 | 8 | 30 | 308 | 465 | 172 | 4 | 6.2 | 3.5 | ND | 0.02 | 371 | 2 | 60 | 0.15 | ND | 15.1 | ND
| 2683 | 1032 | undifferentiated aquifer | 1969-07-11 |  | 745 | 9 | 40 | 303 | 447.14 | 171 |  | 9.6 | 3.9 |  |  | 252 | 58 | 64 | 0.33 |  | 16.8
| 2683 | 1032 | undifferentiated aquifer | 1988-09-15 | 182 | 760 | 8 | 33 | 310 | 450 | 160 | 4 | 7.4 | 3.7 | 0.01 | 0.01 | 375 | 1 | 60 | 0.2 | ND | 12.5
| 2685 | 1032 | undifferentiated aquifer | 1965-10-18 |  | 705 | 8 | 21 | 292 | 423.07 | 169 |  | 5 | 2 |  |  | 317 | 19 | 56 | 0.2 |  | 16
| 2685 | 1032 | undifferentiated aquifer | 1988-09-15 |  | 740 | 8 | 28 | 290 | 450 | 160 | 4 | 6.7 | 2.7 | 0.01 | 0.01 | 350 | 1 | 57 | 0.2 | ND | 24.5
| 2790 | 1032 | undifferentiated aquifer | 1969-08-24 | 180 | 350 | 7 | 52 | 40 | 170.64 | 48 |  | 6 | 9 | 1.35 |  | 49 |  | 80 | 0.2 |  | 2
| 2790 | 1032 | undifferentiated aquifer | 1974-06-25 |  | 470 | 7 | 143 | 134 | 255.61 | 42 | 5 | 29.8 | 16.6 |  |  | 164 |  | 75 | 0.17 | ND | 6
| 3587 | 1032 | undifferentiated aquifer | 1969-08-30 | 218 | 900 | 8 | ND | 294 | 541.82 | 214 |  | 4 |  |  |  | 359 |  | 75 | 0.3 |  | 72
| 3587 | 1032 | undifferentiated aquifer | 2006-07-18 |  | 882 | 8 | 11 | 285 | 534 | 205 | 2 | 3.9 | 0.3 | 0.02 | ND | 338 | 4 | 68 | 0.1 | ND | 67 | ND
| 3587 | 1032 | undifferentiated aquifer | 1987-04-09 | 217 | 880 | 8 | ND | 295 | 530 | 200 | 2 | 3.8 | 0.1 | 0.03 | ND | 355 | 3 | 68 | 0.1 | ND | 67
| 3587 | 1032 | undifferentiated aquifer | 2009-06-03 | 218 | 926 | 8 | ND | 286 | 529 | 200 | 2 | 3.4 | 0.3 | 0.08 | ND | 337 | 6 | 67 | 0.11 | ND | 68 | ND
| 3603 | 1032 | undifferentiated aquifer | 1969-09-30 | 331 | 685 | 7 | 179 | 270 | ND | 94 |  | 24 | 29 |  |  | 329 |  | 65 | 0.2 |  | 21
| 3603 | 1032 | undifferentiated aquifer | 2006-07-19 | 331 | 665 | 8 | 90 | 255 | 387 | 115 | 5 | 23 | 7.9 | ND | ND | 308 | 2 | 45 | 0.1 | ND | 21 | 0.02
| 3603 | 1032 | undifferentiated aquifer | 1987-04-09 |  | 650 | 8 | 91 | 265 | 390 | 110 | 5 | 23 | 8.2 | 0.04 | 0.05 | 315 | 3 | 47 | 0.2 | ND | 19
| 3603 | 1032 | undifferentiated aquifer | 2009-05-07 | 331 | 668 | 8 | 87 | 258 | 394 | 118 | 5 | 22 | 7.6 | ND | ND | 313 | 1 | 47 | 0.14 | 1 | 22 | ND
| 3970 | 1032 | undifferentiated aquifer | 1972-06-18 |  | 950 | 8 | 363 | 520 | 610.2 | 119 |  | 48 | 59 |  |  | 634 |  | 72 | 0.46 |  | ND
| 4210 | 1032 | undifferentiated aquifer | 2009-04-22 | 430 | 520 | 9 | 116 | 153 | 282 | 52 | 13 | 16 | 18 | ND | ND | 173 | 7 | 62 | 0.14 | ND | 13.2 | ND
| 4210 | 1032 | undifferentiated aquifer | 1969-08-04 |  | 520 | 8 | 134 | 176 | 268.42 | 58 |  | 32 | 13 |  |  | 214 |  | 50 | 0.2 |  | 10
| 4469 | 1032 | undifferentiated aquifer | 1969-08-04 |  | 750 | 8 | 170 | 280 | ND | 108 |  | 22 | 28 |  |  | 342 |  | 80 | 0.2 |  | 13
| 4469 | 1032 | undifferentiated aquifer | 1965-10-15 |  | 660 | 8 | 128 | 248 | ND | 114 |  | 30 | 13 |  |  | 303 |  | 80 | 0.25 |  | 15
| 4471 | 1032 | undifferentiated aquifer | 1969-08-01 |  | 530 | 7 | 156 | 215 | 290.03 | 60 |  | 26 | 22 |  |  | 262 |  | 45 | 0.2 |  | 8
| 4471 | 1032 | undifferentiated aquifer | 1988-09-13 | 297 | 520 | 8 | 165 | 210 | 290 | 43.5 | 6 | 28 | 23.5 | 0.01 | 0.01 | 255 | 1 | 40 | 0.1 | ND | 4.6
| 4475 | 1032 | undifferentiated aquifer | 1969-08-04 |  | 560 | 8 | 182 | 250 | ND | 64 |  | 48 | 15 |  |  | 305 |  | 50 | 0.3 |  | ND
| 4475 | 1032 | undifferentiated aquifer | 1990-08-09 |  | 551 | 7 | 203 | 248 | 325.05 | 45.7 | 6 | 30 | 31.2 | ND | 0.01 | 301.8 | ND | 39.5 | 0.14 | ND | 5.2
| 4475 | 1032 | undifferentiated aquifer | 1986-03-24 | 269 | 560 | 8 | 185 | 245 | 310 | 44 | 5 | 28 | 28 | ND | ND | 295 | 3 | 38 | 0.2 | ND | 5.1
| 4476 | 1032 | undifferentiated aquifer | 1969-08-01 |  | 515 | 7 | 167 | 220 | ND | 57 |  | 24 | 26 |  |  | 268 |  | 45 | 0.2 |  | 5
| 4476 | 1032 | undifferentiated aquifer | 1988-09-13 | 326 | 510 | 8 | 167 | 214 | 285.86 | 41.5 | 6 | 26.5 | 24.5 | 0.01 | 0.01 | 260 | ND | 36 | 0.1 | ND | 3.6
| 4476 | 1032 | undifferentiated aquifer | 1965-10-01 |  | 510 | 8 | 182 | 228 | 303.72 | 54 |  | 35 | 23 |  |  | 239 | 19 | 44 | 0.2 |  | 11
| 4482 | 1032 | undifferentiated aquifer | 2009-07-30 | 141 | 744 | 8 | ND | 259 | 441 | 171 | 3 | 3 | 0.5 | 0.02 | ND | 311 | 2 | 54 | 0.19 | 2 | 34 | ND
| 4482 | 1032 | undifferentiated aquifer | 1988-09-16 | 141 | 710 | 8 | ND | 275 | 440 | 160 | 2 | 2.8 | 0.1 | 0.01 | 0.01 | 330 | 2 | 54 | 0.2 | ND | 33
| 4483 | 1032 | undifferentiated aquifer | 2009-07-29 | 91 | 725 | 8 | 18 | 272 | 427 | 165 | 3 | 5.1 | 1.3 | 0.03 | 0.03 | 328 | 2 | 53 | 0.19 | ND | 18.1 | ND
| 4483 | 1032 | undifferentiated aquifer | 1988-09-16 | 91 | 690 | 8 | 16 | 290 | 430 | 160 | 2 | 5 | 1 | 0.01 | 0.02 | 350 | 2 | 57 | 0.2 | ND | 18
| 4938 | 1032 | undifferentiated aquifer | 1987-06-19 |  | 5300 | 8 | 1850 | 385 | 3270 | 480 | 2 | 295 | 265 | 0.08 | ND | 450 | 9 | 1450 | 0.2 | 2 | 480
| 5582 | 1032 | undifferentiated aquifer | 1969-08-06 | 92 | 1300 | 8 | 14 | 340 | 818.46 | 312 |  | 4 | 1 |  |  | 415 |  | 125 | 0.4 |  | 172
| 5799 | 1032 | undifferentiated aquifer | 1969-07-16 |  | 6300 | 8 | 1848 | 355 | 3871.81 | 692 |  | 196 | 330 |  |  | 433 |  | 1240 | 0.9 |  | 1200
| 6383 | 1032 | undifferentiated aquifer | 1969-08-07 | 169 | 1100 | 8 | 313 | 440 | ND | 145 |  | 20 | 64 |  |  | 537 |  | 90 | 0.5 | 66 | 10
| 7960 | 1032 | undifferentiated aquifer | 1969-07-16 |  | 1100 | 8 | 562 | 600 | 625.12 | 51 |  | 70 | 94 |  |  | 732 |  | 50 | 0.2 | ND | ND
| 8041 | 1032 | undifferentiated aquifer | 1969-08-07 | 17 | 2220 | 8 | 15 | 840 | 1371.9 | 562 |  | 6 | ND |  |  | 1024 |  | 230 | 0.4 | ND | 70
| 9709 | 1032 | undifferentiated aquifer | 1969-07-16 | 180 | 1000 | 8 | 21 | 376 | ND | 260 |  | 5 | 2 |  |  | 458 |  | 125 | 0.3 |  | 33
| 10556 | 1032 | undifferentiated aquifer | 1969-08-06 | 98 | 965 | 7 | 278 | 125 | 630.93 | 102 |  | 93 | 11 |  |  | 153 |  | 23 | 0.7 |  | 326
| 11030 | 1032 | undifferentiated aquifer | 1969-08-07 | 136 | 2200 | 8 | 45 | 303 | 1388.53 | 503 |  | 18 | ND |  |  | 370 |  | 325 | 0.6 |  | 360
| 11095 | 1032 | undifferentiated aquifer | 1969-08-07 | 66 | 1350 | 8 | 30 | 355 | 825.31 | 310 |  | 12 | ND |  |  | 433 |  | 130 | 0.4 |  | 160
| 11120 | 1032 | undifferentiated aquifer | 1999-05-29 | 36 | 1540 | 8 | 358 | 137 | 946.33 | 180.8 | 3 | 60.2 | 50.5 | ND | ND | 164.9 | 1 | 371.2 | 1.8 | 6 | 97.3 | 0.04
| 11352 | 1032 | undifferentiated aquifer | 1969-02-12 |  | 360 | 8 | 98 | 108 | 185.05 | 40 |  | 16 | 14 |  |  | 132 |  | 50 | 0.15 |  | ND
| 11975 | 1032 | undifferentiated aquifer | 1969-07-12 |  | 930 | 8 | 158 | 280 | 548.46 | 154 |  | 32 | 19 |  |  | 342 |  | 90 | 0.3 |  | 85
| 11977 | 1032 | undifferentiated aquifer | 1969-06-20 | 107 | 1025 | 8 | 4586 | 2932 | ND | 1472.9 |  | 657.8 | 715 |  |  | 3575 |  | 1430 | 0.4 |  | 2717
| 12581 | 1032 | undifferentiated aquifer | 1954-05-21 |  |  |  | 860 | 573 | 1376.9 | 174.4 |  | 155.8 | 114.4 |  |  |  | 343 | 150.1 |  |  | 439
| 12637 | 1032 | undifferentiated aquifer | 1956-04-09 | 188 | ND |  | 22 | 418 | 689.9 | 278.9 |  | 8.6 | ND |  |  | ND | 250 | 140.1 | 0.6 |  | 11.4
| 12637 | 1032 | undifferentiated aquifer | 1956-04-09 | 197 | ND |  | 25 | 401 | ND | 273.1 |  | 10 | ND |  |  | ND | 240 | 138.7 | 0.6 |  | 21.5
| 12887 | 1032 | undifferentiated aquifer | 1955-11-02 | 151 | ND |  | 5795 | 420 | 7279.9 | 3386.2 |  | 1315.6 | 609.2 |  |  | ND | 252 | 1481.5 | 4 |  | 231.7
| 14054 | 1032 | undifferentiated aquifer | 1969-02-11 | 92 | 720 | 8 | 46 | 285 | ND | 159 |  | 12 | 4 |  | 4 | 347 |  | 60 | 0.15 |  | 23
| 14686 | 1032 | undifferentiated aquifer | 1969-02-12 |  | 510 | 8 | 181 | 204 | 288.63 | 48 |  | 36 | 22 |  |  | 249 |  | 48 | 0.2 |  | 12
| 14686 | 1032 | undifferentiated aquifer | 1989-09-19 | 253 | 400 | 8 | 115 | 137 | 230.04 | 32.5 | 8 | 19.5 | 16 | 0.01 | 0.01 | 165 | 1 | 41 | 0.1 | ND | 14 | 0.01
| 14686 | 1032 | undifferentiated aquifer | 1961-06-16 | 252 |  |  | 138 | 146 | 215.9 | 35.7 |  | 20 | 21.4 |  |  |  | 87 | 40 | 0.2 |  | 11.4
| 14686 | 1032 | undifferentiated aquifer | 1986-08-19 | 254 | 415 | 8 | 120 | 135 | 230 | 34 | 11 | 21 | 16 | ND | 0.01 | 165 | ND | 40 | 0.1 | ND | 14
| 16336 | 1032 | undifferentiated aquifer | 1965-09-24 | 106 | 8530 | 6 | 7250 | 1773 | 64354.65 | 27927.9 |  | 2488.2 | 250.3 |  |  | 2162.2 |  | 30430.4 | 1.1 |  | 2193.6
| 16375 | 1032 | undifferentiated aquifer | 1969-06-21 | 18 | 4850 | 8 | 1690 | 210 | ND | 638 |  | 225 | 274 |  |  | 256 |  | 720 | 1.1 |  | 1875
| 16585 | 1032 | undifferentiated aquifer | 1969-08-04 |  | 1000 | 8 | 288 | 363 | 493.97 | 96 |  | 28 | 53 |  |  | 443 |  | 87 | 0.15 | 1 | 11
| 16585 | 1032 | undifferentiated aquifer | 1986-03-26 | 270 | 570 | 8 | 200 | 260 | 330 | 45 | 5 | 31 | 30 | 0.03 | ND | 315 | 2 | 40 | 0.2 | ND | 5.3
| 17161 | 1032 | undifferentiated aquifer | 2009-10-22 | 152 | 787 | 8 | 33 | 306 | 459 | 167 | 4 | 7 | 3.8 | 0.65 | 0.03 |  | 5 | 59 | 0.2 | ND | 15.4 | ND
| 17161 | 1032 | undifferentiated aquifer | 1988-09-15 | 152 | 750 | 8 | 36 | 320 | 450 | 160 | 3 | 8.3 | 3.9 | 0.01 | 0.01 | 385 | 2 | 62 | 0.2 | ND | 5.6
| 17300 | 1032 | undifferentiated aquifer | 1969-08-07 | 79 | 1050 | 8 | 20 | 300 | 630.26 | 244 |  | 8 | ND |  |  | 366 |  | 120 | 0.3 |  | 78
| 33905 | 1032 | undifferentiated aquifer | 1988-11-03 |  | 900 | 8 | 335 | 240 | 530 | 65 | 0 | 68 | 40.5 | 0.04 | 0.01 | 290 | 2 | 160 | 0.2 | ND | 18.5
| 33905 | 1032 | undifferentiated aquifer | 1969-08-23 | 153 | 1550 | 7 | 57 | 145 | 897.43 | 304 |  | 18 | 3 |  |  | 177 |  | 305 | 0.4 |  | 180
| 51185 | 1032 | undifferentiated aquifer |  |  | 2320 | 9 | 208 | 296 | 1071.68 | 409 | 7 | 6 | 47 |  |  | 316 | 22 | 0.2 | 0.1 | 2 | 390
| 51185 | 1032 | undifferentiated aquifer |  |  | 2600 | 7 | 445 | 541 | 1600.35 | 410 | 7 | 99 | 48 |  |  | 657 | 1 | 287 | 0.1 | ND | 395
| 51252 | 1032 | undifferentiated aquifer | 1969-08-06 | 76 | 3100 | 9 | 149 | 360 | 1950.26 | 668 |  | 17 | 26 |  |  | 378 | 30 | 480 | 0.4 |  | 543
| 51621 | 1032 | undifferentiated aquifer | 2009-05-06 | 184 | 807 | 8 | ND | 286 | 485 | 186 | 1 | 1.9 | 0.1 | ND | ND | 336 | 6 | 56 | 0.15 | ND | 52 | ND
| 51621 | 1032 | undifferentiated aquifer | 2006-07-06 | 184 | 803 | 8 | ND | 284 | 481 | 186 | 1 | 2.4 | 0.2 | ND | ND | 336 | 5 | 54 | 0.1 | ND | 51 | ND
| 51621 | 1032 | undifferentiated aquifer | 1987-04-11 | 183 | 810 | 8 | ND | 291 | 492.54 | 190 | 1 | 2.5 | ND | ND | ND | 345 | 5 | 57 | 0.2 | ND | 51
| 51621 | 1032 | undifferentiated aquifer | 1982-04-19 |  | 1200 | 12 | 24 | 116 | ND | 180 | 2 | 8 | 1 |  |  | 2.5 | 68 | 60 | 0.4 | 10 | 26
| 51621 | 1032 | undifferentiated aquifer | 1982-03-31 | 1830 | 1200 | 12 | 24 | 116 | 440.13 | 180 | 2 | 8 | 1 |  |  | 2.5 | 68 | 60 | 0.4 | 10 | 26
| 51795 | 1032 | undifferentiated aquifer | 1983-07-04 |  | 1450 | 8 | 361 | 144 | 965.65 | 165 | 9 | 82 | 38 |  |  | 175 | ND | 110 | 0.1 | ND | 445
| 69104 | 1032 | undifferentiated aquifer | 1985-05-31 | 34 | 3600 | 7 | 292 | 107 | 2082.67 | 640 | 17 | 87 | 18 | 0.03 | 0.02 | 130 | ND | 870 | 0.1 | 4 | 370
| 69110 | 1032 | undifferentiated aquifer | 1986-08-22 | 143 | 720 | 8 | 45 | 285 | 430 | 145 | 4 | 11 | 4.4 | ND | 0.04 | 340 | 5 | 64 | 0.2 | 1 | 13
| 69110 | 1032 | undifferentiated aquifer | 2009-08-19 | 134 | 756 | 8 | 112 | 279 | 433 | 125 | 7 | 25 | 12 | ND | 0.04 | 335 | 2 | 63 | 0.16 | ND | 15.3 | ND
| 69393 | 1032 | undifferentiated aquifer | 1983-12-07 | 57 | 2000 | 8 | 637 | 345 | 1143.29 | 175 | 3 | 110 | 88 | 0.02 | 0.01 | 415 | 3 | 410 | 0.1 | 94 | 25
| 69433 | 1032 | undifferentiated aquifer | 1988-11-17 | 91 | 660 | 8 | ND | 275 | 430 | 160 | 2 | 2 | ND | 0.01 | 0.01 | 325 | 4 | 54 | 0.2 | ND | 27
| 69433 | 1032 | undifferentiated aquifer | 2009-07-29 |  | 719 | 8 | 11 | 261 | 424 | 165 | 2 | 3.4 | 0.7 | 0.37 | 0.02 | 315 | 2 | 52 | 0.2 | ND | 26 | ND
| 69896 | 1032 | undifferentiated aquifer | 2009-05-21 | 281 | 518 | 8 | 163 | 201 | 275 | 40 | 6 | 25 | 24 | ND | 0.02 | 244 | ND | 36 | 0.11 | ND | 4.8 | ND
| 69896 | 1032 | undifferentiated aquifer | 1993-12-13 | 283 | 521 | 8 | 174 | 218 | 285.57 | 40.4 | 5 | 25.7 | 26.8 | 0.02 | 0.02 | 263.2 | 1 | 33.6 | 0.13 | ND | 4.4
| 93231 | 1032 | undifferentiated aquifer | 2009-05-21 | 81 | 523 | 7 | 170 | 210 | 280 | 40 | 5 | 25 | 26 | ND | 0.02 | 255 | ND | 34 | 0.11 | ND | 4.3 | ND
| 93232 | 1032 | undifferentiated aquifer | 2009-07-30 | 153 | 759 | 8 | 18 | 278 | 448 | 171 | 4 | 4.5 | 1.7 | 0.04 | 0.04 | 336 | 1 | 56 | 0.19 | ND | 25 | 0.01
| 93367 | 1032 | undifferentiated aquifer | 1997-11-17 | 250 | 730 | 8 | 291 | 357 | 428.23 | 56 | 6 | 43 | 44.5 | ND | ND | 425 | 5 | 44.5 | 0.2 | ND | 4.8 | ND
| 93367 | 1032 | undifferentiated aquifer | 2009-07-29 | 250 | 750 | 8 | 294 | 333 | 413 | 55 | 6 | 43 | 45 | ND | 0.02 | 404 | 1 | 43 | 0.18 | ND | 5.2 | 0.02
| 93416 | 1032 | undifferentiated aquifer | 2009-07-15 | 269 | 597 | 7 | 200 | 240 | 312 | 44 | 5 | 30 | 31 | ND | 0.01 | 292 | ND | 37 | 0.14 | ND | 4.6 | 0.01
| 93417 | 1032 | undifferentiated aquifer | 2009-07-28 | 258 | 677 | 8 | 240 | 284 | 363 | 50 | 6 | 36 | 37 | ND | 0.02 | 344 | 1 | 43 | 0.14 | ND | 5.5 | 0.02
| 93582 | 1032 | undifferentiated aquifer | 1999-06-24 | 318 | 510 | 8 | 178 | 220 | 275.27 | 42.5 | 6 | 27.5 | 26.5 | 0.02 | 0.03 | 265 | 1 | 36 | 0.1 | ND | 4.2 | 0.02
| 93667 | 1032 | undifferentiated aquifer | 2009-07-14 | 286 | 576 | 7 | 186 | 224 | 300 | 43 | 6 | 28 | 28 | ND | 0.02 | 273 | ND | 38 | 0.14 | ND | 5.7 | 0.01
| 93667 | 1032 | undifferentiated aquifer | 2000-02-03 | 286 | 540 | 8 | 190 | 229 | 304.98 | 44 | 6 | 29 | 28.5 | ND | 0.02 | 275 | 2 | 37 | 0.2 | ND | 5.4 | ND
| 91500050 | 1032 | undifferentiated aquifer | 1970-10-04 |  | 6050 | 7 | 1799 | 346 | 5100.21 | 1028 |  | 160 | 340 |  |  | 421 |  | 515 | 0.2 |  | 2850
| 91500050 | 1032 | undifferentiated aquifer | 1968-11-06 |  | 1870 | 8 | 299 | 271 | 1239.96 | 326 |  | 62 | 35 |  |  | 330 |  | 150 | 0.7 |  | 504
| 91500051 | 1032 | undifferentiated aquifer | 1970-10-04 |  | 3000 | 8 | 452 | 351 | 1823.61 | 495 |  | 72 | 66 |  |  | 427 |  | 415 | 0.65 |  | 565
| 91500051 | 1032 | undifferentiated aquifer | 1968-11-06 |  | 2980 | 8 | 420 | 313 | 2230.09 | 645 |  | 74 | 57 |  |  | 381 |  | 516 | 0.75 |  | 750
| 91500052 | 1032 | undifferentiated aquifer | 1970-10-04 |  | 6800 | 8 | 912 | 451 | 4200.04 | 1185 |  | 108 | 156 |  |  | 549 |  | 1230 | 1.1 |  | 1250
| 91500052 | 1032 | undifferentiated aquifer | 1968-11-06 |  | 5800 | 8 | 698 | 326 | 4174.2 | 1232 |  | 80 | 121 |  |  | 397 |  | 1095 | 1 |  | 1450
| 91500053 | 1032 | undifferentiated aquifer | 1970-10-04 |  | 1630 | 7 | 130 | 191 | 987.67 | 308 |  | 22 | 18 |  |  | 232 |  | 170 | 0.6 |  | 355
| 91500053 | 1032 | undifferentiated aquifer | 1968-11-17 |  | 1900 | 8 | 226 | 310 | 1183.46 | 350 |  | 44 | 28 |  |  | 378 |  | 210 | 0.6 |  | 365
| 91500061 | 1032 | undifferentiated aquifer | 1967-04-13 | 24 | 1450 | 8 | 107 | 341 | 788.56 | 268 |  | 18 | 15 |  |  | 415 |  | 145 | 0.5 |  | 138
| 91500066 | 1032 | undifferentiated aquifer | 1968-11-09 |  | 16800 | 7 | 2983 | 329 | 11962.03 | 3213 |  | 370 | 500 | 1.1 |  | 400 |  | 4480 | 1.25 |  | 3200
| 91500066 | 1032 | undifferentiated aquifer | 1970-10-04 |  | 14000 | 7 | 1191 | 260 | 10201.17 | 3307 |  | 134 | 208 |  |  | 317 |  | 3970 | 1.3 |  | 2425
| 91500070 | 1032 | undifferentiated aquifer | 1970-10-04 |  | 1200 | 7 | 341 | 201 | 612.47 | 99 |  | 26 | 67 |  |  | 244 |  | 120 | 0.5 |  | 180
| 91500070 | 1032 | undifferentiated aquifer | 1968-11-07 |  | 690 | 7 | 200 | 210 | 454.28 | 92 |  | 50 | 18 |  |  | 256 |  | 40 | 0.4 |  | 128
| 91500071 | 1032 | undifferentiated aquifer | 1968-11-09 |  | 521 | 7 | 195 | 184 | 353.84 | 56 |  | 48 | 18 | 1.4 |  | 224 |  | 20 | 0.3 |  | 100
| 9447 | 1032 | Wallumbilla Formation | 1972-06-22 |  | 1040 | 9 | 401 | 400 | 580.8 | 86 |  | 32 | 78 |  |  | 410 | 38 | 100 | 0.2 |  | 45
| 9447 | 1032 | Wallumbilla Formation | 1969-07-12 | 181 | 960 | 8 | 166 | 426 | ND | 175 |  | 32 | 21 |  |  | 519 |  | 70 | 0.25 |  | 20
| 17275 | 1032 | Wallumbilla Formation | 1967-04-26 | 65 | 635 | 8 | 89 | 226 | ND | 131 |  | 19 | 10 |  |  | 276 |  | 68 | 0.5 |  | 49
| 17275 | 1032 | Wallumbilla Formation | 1965-10-19 |  | 1600 | 8 | 568 | 128 | ND | 101 |  | 48 | 109 |  |  | 156 |  | 460 | 0.45 |  | ND
| 2789 | 1032 | Westbourne Formation | 1972-06-21 | 170 | 250 | 8 | 75 | 76 | ND | 31 |  | 12 | 11 |  |  | 93 |  | 42 | 0.14 |  | 6
| 2789 | 1032 | Westbourne Formation | 1969-08-24 | 170 | 260 | 8 | 66 | 71 | 137.94 | 31 |  | 10 | 10 |  |  | 86 |  | 40 | 0.25 |  | 4.4
| 95 | 1041 | Hutton Sandstone | 1965-01-01 |  | 590 | 8 | 12 | 240 | 335.69 | 136.2 |  | 4.8 | ND |  |  | 254 | 19 | 44 | 0.6 |  | 6
| 95 | 1041 | Hutton Sandstone | 1967-01-01 |  | 585 | 9 | 32 | 256 | 344.08 | 132 |  | 11 | 1 |  |  | 274 | 19 | 44 | 1.35 |  | 1
| 2286 | 1041 | Hutton Sandstone | 1967-02-18 | 1016 | 1100 | 8 | 31 | 415 | 682.9 | 270 |  | 6 | 4 |  |  | 506 |  | 115 | 2.1 |  | 37
| 2286 | 1041 | Hutton Sandstone | 1996-05-20 |  | 1000 | 9 | 15 | 426 | 626.15 | 230 | 7 | 5.3 | 0.3 | ND | ND | 495 | 12 | 76 | 2.7 | 1 | 4.3 | 0.02
| 2287 | 1041 | Hutton Sandstone | 1967-02-18 |  | 1020 | 8 | 26 | 435 | 645.39 | 260 |  | 4 | 4 |  |  | 531 |  | 100 | 3.3 |  | 13
| 2287 | 1041 | Hutton Sandstone | 1971-01-01 |  | 700 | 8 | 30 | 310 | 394.86 | 156 |  | 12 | ND |  |  | 378 |  | 40 | 1 |  | ND
| 2287 | 1041 | Hutton Sandstone | 1971-01-29 |  | 680 | 8 | 286 | 4147 | ND | 2159.3 |  | 114.4 | ND |  |  | 4533.1 | 257 | 572 | 1.2 |  | ND
| 69436 | 1041 | Hutton Sandstone | 1987-07-08 | 1280 | 540 | 8 | 34 | 240 | 352.97 | 105 | 13 | 13 | 0.2 | 1.6 | 0.14 | 290 | 1 | 24 | 0.3 | ND | 3.2 | 0.28
| 69436 | 1041 | Hutton Sandstone | 1990-11-06 | 1162 | 544 | 8 | 39 | 233 | 383.72 | 111 | 15 | 14.6 | 0.6 | 0.15 | 0.1 | 273.3 | 5 | 38 | 0.4 | ND | 9.3 | 0.04
| 93610 | 1041 | Hutton Sandstone | 2000-02-04 | 1124 | 520 | 8 | 39 | 231 | 348.86 | 97 | 18 | 15 | 0.2 | 0.22 | 0.1 | 275 | 3 | 26 | 0.2 | ND | 3.5 | ND
| 5144 | 1041 | Mackunda Formation | 1967-03-23 | 745 | 910 | 8 | 13 | 419 | ND | 223 |  | 5 | ND |  |  | 458 | 26 | 52 | 2.6 |  | 5
| 5144 | 1041 | Mackunda Formation | 1967-02-19 | 745 | 815 | 8 | 20 | 388 | ND | 210 |  | 3 | 3 |  |  | 473 |  | 60 | 2.4 |  | 5
| 51626 | 1041 | Mackunda Formation | 1982-08-20 | 153 | 6300 | 7 | 387 | 160 | 3424.88 | 1200 | 13 | 15 | 85 |  |  | 195 | ND | 1950 | 0.1 | 2 | 50
| 2289 | 1041 | undifferentiated aquifer | 1967-02-19 |  | 610 | 8 | 56 | 239 | ND | 134 |  | 16 | 4 |  |  | 292 |  | 68 | 0.4 |  | 12
| 2484 | 1041 | undifferentiated aquifer | 1967-02-14 |  | 1080 | 8 | 19 | 541 | 669.34 | 280 |  | 1 | 4 |  |  | 562 | 48 | 45 | 5 |  | 10
| 2485 | 1041 | undifferentiated aquifer | 1999-05-07 | 1379 | 590 | 9 | 11 | 257 | 414.97 | 135 | 6 | 4.1 | ND | 0.02 | ND | 300 | 6 | 36.5 | 0.6 | ND | 7.8 | ND
| 2485 | 1041 | undifferentiated aquifer | 1967-02-14 |  | 620 | 8 | 21 | 268 | 392.49 | 156 |  | 2 | 4 |  |  | 327 |  | 56 | 0.7 |  | 13
| 3256 | 1041 | undifferentiated aquifer | 1967-02-16 |  | 575 | 8 | 88 | 240 | 335.35 | 105 |  | 27 | 5 |  |  | 283 | 5 | 54 | 0.2 |  | ND
| 3256 | 1041 | undifferentiated aquifer | 1967-01-01 |  | 602 | 9 | 75 | 237 | 346.2 | 114 |  | 25 | 3 |  |  | 205 | 41 | 56 | 0.4 |  | 6
| 5003 | 1041 | undifferentiated aquifer | 1967-03-29 | 732 | 680 | 8 | 13 | 276 | ND | 161 |  | 5 |  |  |  | 336 |  | 52 | 0.5 |  | 14
| 5751 | 1041 | undifferentiated aquifer | 1981-10-06 |  | 930 | 8 | 16 | 425 | 563.25 | 220 | 2 | 4 | 1.5 |  |  | 501 | 8 | 55 | 0.5 | ND | 1
| 6129 | 1041 | undifferentiated aquifer | 1996-07-09 |  | 3400 | 7 | 362 | 649 | 1504.8 | 330 | 53 | 105 | 24 | 0.02 | 1.2 | 790 | ND | 420 | ND | 28 | 110 | 0.04
| 11704 | 1041 | undifferentiated aquifer | 1952-07-24 | 183 | ND |  | 397 | 146 | ND | 1221.2 |  | 151.6 | 4.3 |  |  | ND | 87 | 1272.7 | 0.5 |  | 1068.2
| 12750 | 1041 | undifferentiated aquifer | 1955-01-17 | 178 | ND |  | 278 | 86 | ND | 750.8 |  | 90.1 | 12.9 |  |  | ND | 52 | 800.8 | 0.04 |  | 667.8
| 12815 | 1041 | undifferentiated aquifer | 1955-08-10 | 197 | ND |  | 2676 | 38 | ND | 4004 |  | 813.7 | 155.9 |  |  | ND | 23 | 7117.1 | 0.1 |  | 1261.3
| 13966 | 1041 | undifferentiated aquifer | 1959-08-25 | 172 | ND |  | 87 | 91 | ND | 825.1 |  | 22.9 | 7.2 |  |  | ND | 54 | 993.9 | 0.04 |  | 379
| 26374 | 1041 | undifferentiated aquifer | 1956-02-16 | 199 | ND |  | 247 | 189 | ND | 1620.2 |  | 32.9 | 40 |  |  | ND | 113 | 1982 | 0.2 |  | 755
| 69373 | 1041 | undifferentiated aquifer | 2002-06-06 |  | 1510 | 8 | 20 | 311 | 740.06 | 311 | 5 | 6 | ND |  |  | 378 | ND | 219 | ND |  | 12
| 69427 | 1041 | undifferentiated aquifer | 1987-03-26 | 908 | 950 | 8 | ND | 371 | 591.51 | 220 | 2 | 2 | ND | 0.04 | 0.14 | 440 | 6 | 97 | 1.5 | ND | 4.1 | ND
| 1611 | 1041 | Winton Formation | 2002-06-06 |  | 530 | 7 | 35 | 231 | 290.37 | 101 | 12 | 12 | ND |  |  | 281 | ND | 25 | ND |  | ND
| 1611 | 1041 | Winton Formation | 1967-03-21 | 961 | 640 | 8 | 38 | 276 | ND | 142 |  | 12 | 2 |  |  | 337 |  | 48 | 0.7 |  | 4
| 13503 | 1041 | Winton Formation | 1958-02-13 |  | ND |  | 100 | 279 | ND | 765.1 |  | 7.2 | 20 |  |  | ND | 167 | 870.9 | 0.1 |  | 247.4
| 16424 | 1041 | Winton Formation | 1966-02-15 | 146 | 5490 | 7 | 261 | 145 | ND | 1130 |  | 78 | 16 |  |  | 177 |  | 1565 | 0.5 |  | 350
| 26375 | 1041 | Winton Formation | 1956-02-16 | 153 | ND |  | 214 | 64 | ND | 1362.8 |  | 64.4 | 12.9 |  |  | ND | 39 | 1851.9 | 0.25 |  | 484.8
| 12030097 | 1044 | Alluvium | 1979-11-09 |  | 310 | 7 | 73 | 95 | 262.84 | 67 | 8 | 17 | 7.5 |  |  | 116 | ND | 40 | 0.3 | 5 | 42
| 44486 | 1044 | Dunda Beds | 1973-10-17 | 92 | 200 | 8 | 16 | 20 | 106.8 | 32 | 2 | 0.5 | 3.7 | 1 |  | 24 | ND | 56 | 0.1 | ND | ND
| 62623 | 1044 | Dunda Beds | 1992-08-26 | 104 | 680 | 6 | 32 | 35 | 384.98 | 115 | 4 | 4.2 | 5.2 | 0.02 | 0.06 | 42.5 | ND | 165 | 0.2 | ND | 22.5
| 62623 | 1044 | Dunda Beds | 1983-07-26 | 104 | 720 | 7 | 38 | 90 | 434.19 | 145 | 3 | 6 | 5.5 |  |  | 110 | ND | 175 | 0.2 | ND | 20
| 6404 | 1044 | Undifferentiated Tertiary Sediments | 1983-11-24 | 63 | 190 | 7 | ND | ND | 120.12 | 27 | 1 | 0.2 | 1.9 | 0.03 | 0.12 | 9.7 | ND | 45 | 0.1 | ND | 4.1
| 44398 | 1044 | Undifferentiated Tertiary Sediments | 1983-11-24 | 68 | 3600 | 8 | 404 | 115 | 2056.01 | 620 | 12 | 48 | 69 | 0.04 | 0.03 | 140 | ND | 1100 | 0.2 | ND | 63
| 47079 | 1044 | Undifferentiated Tertiary Sediments | 1983-10-25 | 154 | 385 | 8 | 13 | 19 | 186.99 | 62 | 3 | 1.9 | 2.1 | 0.17 | 0.01 | 23 | ND | 76 | 0.2 | 2 | 10
| 47079 | 1044 | Undifferentiated Tertiary Sediments | 1992-08-30 |  | 366 | 6 | 19 | 19 | 199.53 | 60.2 | 3 | 2.5 | 3.1 | ND | 0.02 | 22.9 | ND | 90.8 | 0.12 | ND | 9.1
| 47080 | 1044 | Undifferentiated Tertiary Sediments | 1992-08-29 | 154 | 620 | 6 | 42 | 17 | 322.72 | 99 | 2 | 5.6 | 6.9 | 0.02 | 0.02 | 20.5 | ND | 155 | 0.1 | 1 | 26.5
| 47080 | 1044 | Undifferentiated Tertiary Sediments | 1983-10-26 | 154 | 360 | 8 | 14 | 16 | 189.16 | 63 | 2 | 2 | 2.2 | 0.06 | 0.01 | 19.5 | ND | 86 | 0.3 | ND | 8.1
| 57660 | 1044 | Undifferentiated Tertiary Sediments | 1983-10-25 | 152 | 11500 | 8 | 886 | 224 | 6738.24 | 2250 | 17 | 165 | 115 | 0.43 | 0.25 | 270 | 2 | 3750 | 0.6 | ND | 290
| 57661 | 1044 | Undifferentiated Tertiary Sediments | 1983-10-26 | 102 | 2100 | 8 | 57 | 95 | 1153.92 | 405 | 4 | 10 | 7.8 | 0.26 | 0.01 | 115 | 1 | 560 | 0.7 | ND | 72
| 57661 | 1044 | Undifferentiated Tertiary Sediments | 1992-08-27 | 102 | 12500 | 8 | 881 | 271 | 7210 | 2400 | 18 | 155 | 120 | 0.1 | 0.1 | 325 | 3 | 4050 | 0.6 | 5 | 250
| 57661 | 1044 | Undifferentiated Tertiary Sediments | 1992-08-28 | 102 | 2200 | 7 | 58 | 82 | 1493.61 | 430 | 307 | 9.2 | 8.6 | 0.02 | 0.02 | 100 | ND | 570 | 0.5 | 1 | 82
| 62624 | 1044 | Undifferentiated Tertiary Sediments | 1983-03-19 | 54 | 440 | 7 | 68 | 47 | 335.73 | 53 | 13 | 6 | 13 |  |  | 57 | ND | 75 | 0.1 | 59 | 6.5
| 62794 | 1044 | Undifferentiated Tertiary Sediments | 1992-08-31 | 124 | 11500 | 8 | 1455 | 235 | 6691.11 | 1950 | 40 | 220 | 220 | 0.1 | 0.33 | 280 | 3 | 3500 | 0.5 | 5 | 520
| 67627 | 1044 | Undifferentiated Tertiary Sediments | 1992-08-27 | 41 | 3600 | 8 | 115 | 140 | 1920.36 | 690 | 8 | 25.5 | 12.5 | 0.02 | 0.11 | 165 | 3 | 1050 | 1.1 | 1 | 28
| 67627 | 1044 | Undifferentiated Tertiary Sediments | 1987-08-07 | 41 | 3400 | 8 | 153 | 134 | 1929.84 | 680 | 4 | 35 | 16 | 0.05 | 0.02 | 160 | 2 | 1050 | 0.9 | ND | 44
| 84671 | 1044 | Undifferentiated Tertiary Sediments | 1994-04-13 | 103 | 1820 | 7 | 87 | 104 | 959.92 | 338.3 | 7 | 17.1 | 10.7 | ND | 0.03 | 126.2 | ND | 489.4 | 0.87 | ND | 13.5
| 84671 | 1044 | Undifferentiated Tertiary Sediments | 1992-08-28 | 103 | 2000 | 8 | 93 | 112 | 1017.73 | 370 | 7 | 17.5 | 12 | 0.02 | 0.03 | 135 | 1 | 530 | 0.9 | ND | 13
| 90309 | 1044 | Undifferentiated Tertiary Sediments | 1995-06-06 |  | 20225 | 8 | 1483 | 176 | 12045.63 | 4030 | 21 | 272.4 | 195.4 | 0.8 | 0.01 | 203.8 | 6 | 6854 | 0.2 | 9 | 540.5 | 0.04
| 9290 | 1044 | undifferentiated aquifer | 1994-11-21 | 24 | 1187 | 8 | 27 | 184 | 631.68 | 239.1 | 4 | 3.5 | 4.4 | ND | ND | 221.7 | 1 | 251.1 | 5.25 | 1 | ND | ND
| 17980 | 1044 | undifferentiated aquifer | 1973-10-11 |  | 400 | 8 | 30 | 35 | ND | 64 | 4 | 2.6 | 5.6 | 0.3 |  | 43 | ND | 100 | 0.25 | ND | 3
| 17980 | 1044 | undifferentiated aquifer | 1993-06-21 |  | 373 | 7 | 15 | 23 | 183.63 | 63.9 | 5 | 1.6 | 2.6 | 0.01 | ND | 28.1 | ND | 88.2 | 0.17 | ND | 7.7
| 17981 | 1044 | undifferentiated aquifer | 1973-10-11 |  | 1400 | 8 | 203 | 65 | ND | 215 | 14 | 28.5 | 32 | 5.1 |  | 79 | ND | 423 | 0.16 | ND | 20
| 17981 | 1044 | undifferentiated aquifer | 1993-06-21 |  | 1350 | 7 | 173 | 123 | 720.91 | 199 | 14 | 34.3 | 21.2 | ND | 0.09 | 149.4 | ND | 342 | 0.79 | ND | 10.9
| 17982 | 1044 | undifferentiated aquifer | 1993-06-21 |  | 812 | 8 | 29 | 325 | 490.81 | 188.9 | 3 | 8 | 2.3 | ND | ND | 388.1 | 4 | 78 | 1.17 | ND | ND
| 17982 | 1044 | undifferentiated aquifer | 1968-04-19 | 58 | 795 | 7 | 27 | 325 | ND | 183 |  | 9 | 1 |  |  | 396 |  | 70 | 1.15 |  | 1
| 17982 | 1044 | undifferentiated aquifer | 1973-10-11 | 58 | 865 | 8 | 21 | 310 | ND | 190 | 3 | 5 | 2 | 0.7 |  | 378 | ND | 80 | 0.98 | ND | ND
| 17983 | 1044 | undifferentiated aquifer | 1993-06-21 |  | 6990 | 7 | 1251 | 80 | 3914.19 | 986.3 | 12 | 203.5 | 180.8 | ND | 0.07 | 97.1 | ND | 2292 | 0.27 | ND | 113.5
| 30176 | 1044 | undifferentiated aquifer | 1968-09-03 | 81 | ND |  | 2035 | 37 | ND | 3394.8 |  | 630.6 | 111.5 |  |  | 24.3 | 10 | 5954.5 |  |  | 943.8
| 44440 | 1044 | undifferentiated aquifer | 1973-10-05 | 23 | 3700 | 8 | 159 | 219 | 1979.94 | 720 | 12 | 29.5 | 20.7 | 0.2 |  | 264 | 2 | 1060 | 0.83 | ND | 5
| 44440 | 1044 | undifferentiated aquifer | 1983-10-25 | 22 | 3800 | 8 | 151 | 215 | 2154.56 | 780 | 10 | 26 | 21 | 0.3 | 0.01 | 260 | 1 | 1100 | 0.7 | 11 | 61
| 44443 | 1044 | undifferentiated aquifer | 1973-10-05 | 42 | 900 | 8 | 73 | 25 | 481.62 | 160 | 7 | 8 | 13 | ND |  | 30 | ND | 275 | 0.17 | ND | 4
| 44443 | 1044 | undifferentiated aquifer | 1994-04-13 | 42 | 815 | 6 | 58 | 21 | 435.43 | 137.6 | 6 | 5.9 | 10.6 | ND | 0.01 | 26 | ND | 221.2 | 0.13 | 1 | 24.6
| 44443 | 1044 | undifferentiated aquifer | 1983-11-24 | 42 | 920 | 8 | 66 | 19 | 450.55 | 140 | 7 | 6.6 | 12 | 0.03 | 0.01 | 23 | ND | 230 | 0.1 | ND | 28
| 44457 | 1044 | undifferentiated aquifer | 1974-04-24 | 79 | 930 | 8 | 13 | 100 | ND | 180 | 2 | 1 | 2.5 | 0.3 |  | 122 | ND | 220 | 0.34 | ND | ND
| 44458 | 1044 | undifferentiated aquifer | 1974-04-24 | 77 | 9900 | 8 | 520 | 240 | ND | 2065 | 19 | 91 | 71 | 1 |  | 293 | ND | 3340 | 4.4 | ND | 60
| 44484 | 1044 | undifferentiated aquifer | 1973-10-16 | 8 | 8100 | 9 | 49 | 250 | 4702.22 | 1813 | 26 | 14 | 3.5 | 1.3 |  | 171 | 66 | 2660 | 0.34 | ND | 34
| 44485 | 1044 | undifferentiated aquifer | 1973-10-17 | 67 | 155 | 8 | ND | 33 | 85.21 | 28.5 | 1 | 1.5 | 1.3 | 0.9 |  | 40 | ND | 32 | 0.14 | ND | ND
| 44489 | 1044 | undifferentiated aquifer | 1973-10-17 | 25 | 3800 | 8 | 141 | 240 | 2098.37 | 761.5 | 12 | 28.5 | 17 | 4.9 |  | 293 | ND | 1100 | 0.7 | ND | 30
| 44489 | 1044 | undifferentiated aquifer | 1983-10-25 | 21 | 3750 | 8 | 149 | 239 | 2052.76 | 750 | 10 | 25 | 21 | 0.05 | 0.07 | 285 | 3 | 1050 | 0.7 | ND | 42
| 44591 | 1044 | undifferentiated aquifer | 1973-10-05 | 71 | 6000 | 8 | 701 | 160 | 3427 | 1065 | 20 | 144 | 83 | 0.1 |  | 193 | 1 | 2000 | 1.2 | ND | 18
| 62799 | 1044 | undifferentiated aquifer | 1992-08-30 | 105 | 560 | 6 | 27 | 46 | 307.89 | 97 | 6 | 3.5 | 4.5 | 0.02 | 0.13 | 56 | ND | 130 | 0.2 | ND | 17
| 62799 | 1044 | undifferentiated aquifer | 1983-10-25 | 105 | 560 | 8 | 31 | 42 | 299.84 | 98 | 5 | 4.4 | 4.8 | 0.07 | 0.09 | 51 | ND | 125 | 0.2 | 1 | 17
| 12030099 | 1044 | undifferentiated aquifer | 1977-08-18 | 57 | 5250 | 8 | 101 | 270 | 2698.66 | 1030 | 26 | 14 | 16 |  |  | 318 | 6 | 1440 | 4.8 | 2 | 4
Non GBOF Tenement | 22555 | 1090 | Buckabie Formation | 2012-07-16 | 3545.26 | 27700 | 6.8 | 3860 | 640 | 26000 | 5743 | NA | 1224 | 194 |  |  | 780 | NA | 9500 |  |  | 2200 |  | Collabara 1
Non GBOF Tenement | 22555 | 1090 | Etonvale Formation | 1966-07-15 | 3814.39 | 150000 | 5.5 | 36400 | 30 | 169000 | 44980 | NA | 13680 | 537 |  |  | 37 | NA | 95000 |  |  | 190 |  | Collabara 1
Non GBOF Tenement | 22555 | 1090 | Etonvale Formation | 1966-07-15 | 3719.29 | 133000 | 5.3 | 35000 | 70 | 185000 | 34125 | NA | 13640 | 219 |  |  | 85 | NA | 77100 |  |  | 388 |  | Collabara 1
Non GBOF Tenement | 22555 | 1090 | Etonvale Formation | 1966-06-25 | 3614.45 | 2900 | 8 | 80 | 580 | 3200 | 770 | NA | 30 |  |  |  | 708 | NA | 300 |  |  | 720 |  | Collabara 1
Non GBOF Tenement | 22555 | 1090 | Hutton Sandstone | 1966-07-27 | 1858.88 | NA | 7.5 | 50 | 280 | 690 | 195 | NA | 20 |  |  |  | 340 | NA | 110 |  |  | 40 |  | Collabara 1
Non GBOF Tenement | 22165 | -- | Blythesdale Unit III | 1963-03-08 | 341.66 |  | 9.9 |  |  | 19850 | [8 empty] | 400 |  |  |  |  | Alice River 1
Non GBOF Tenement | 23647 | -- | Cadna-Owie Formation/Hooray Sandstone/Injune Creek Group | 1988-04-14 | 1110 | 3350 | 7.9 | NA | NA | 2200 | 695 | 149 | 9 | 1.5 | 0.05 |  | 1465 | 0.01 | 287 |  | 4.2 | 180 |  | Rangoon 1
Non GBOF Tenement | 22467 | -- | Ducabrook Formation | 1965-05-31 | 1643.4 | NA | 7.5 | 540 | 255 | 2000 | 468 | NA | 6 | NA |  |  | 660 | NA | 320 |  |  | 45 |  | Jericho 1
Non GBOF Tenement | 22467 | -- | Lower Carbonifrous Unit III | 1965-05-31 | 1702.53 | NA | 7.2 | 230 | 255 | 4550 | 1622 | NA | 46 | 25 |  |  | 310 | NA | 2450 |  |  | 43 |  | Jericho 1
Non GBOF Tenement | 22165 | -- | Moolayember Formation | 1963-03-08 | 571.78 |  | 9.5 |  |  | 4250 | [8 empty] | 400 |  |  |  |  | Alice River 1
Non GBOF Tenement | 22165 | -- | Permian Unit III | 1963-03-08 | 1006.4 | NA | 7.7 | 310 |  | 3260 | 1000 | NA | 114 | 6 |  |  | 262 | NA | 1610 |  |  | NA |  | Alice River 1
Non GBOF Tenement | 22165 | -- | Permian Unit IV | 1963-03-08 | 1169.16 | NA | 6.8 | 340 |  | 3230 | 926 | NA | 132 | 2 |  |  | 85 | NA | 1620 |  |  | NA |  | Alice River 1
471.6831

## Table F-1
Table F-1 Table of formation symbols for the geological map shown on Figure 3.1
Era | Period | Epoch | Geological symbol | Formation Name | Structural Element | Lithological Description
Cainozoic |  |  | Qw |  | Surficial deposits | Silt, clay, sand
Cainozoic |  |  | Q |  | Surficial deposits | Alluvium of older flood plains, sand, gravel, soil
Cainozoic |  |  | Qa |  | Surficial deposits | Clay, silt, sand, gravel; flood plain alluvium
Cainozoic |  |  | Czb |  | Surficial deposits | Olivine basalt lava flows
Cainozoic |  |  | Czs |  | Surficial deposits | Sand plain, may include some residual alluvium; sand dominant, gravel, clay
Cainozoic |  |  | Cz |  | Surficial deposits | Sand, silt, gravel: alluvial, colluvial and residual
Cainozoic | Tertiary - Quaternary | Oligocene | TQw | Wondoola beds | Surficial Tertiary deposits | Silt, clay, sandy clay; minor sand and gravel; fluvial
Cainozoic | Tertiary | Miocene - Oligocene | Tit | Tabor Gabbro | Surficial Tertiary deposits | Olivine microteschenite sills and stocks
Cainozoic | Tertiary | Middle Eocene - Early Eocene | Ts | Moses Sandstone | Surficial Tertiary deposits | Fluviatile silicified quartzose sandstone, laminar siltstone, mudstone; sandy ironstone at base
Cainozoic | Tertiary | Middle Eocene | To | Old Cork beds, Mueller Sandstone | Surficial Tertiary deposits | Fluviatile and lacustrine grey mudstone, and white limestone, minor sandy siltstone, silty sandstone, calcareous sandstone; duricrusted
Cainozoic | Tertiary | Eocene | Te | Edkins Formation | Surficial Tertiary deposits | Fluviatile white and red interlaminated quartzose sandstone and siltstone, thin pebble bands and conglomerate; duricrusted
Cainozoic | Tertiary | Middle Eocene - Late Palaeocene | Tg | Glendower Formation | Surficial Tertiary deposits | Fluviatile pebbly clayey quartzose sandstone, sandy siltstone, minor conglomerate and mudstone; lateritised and silicified
Cainozoic | Tertiary |  | Th | Horse Creek Limestone | Surficial Tertiary deposits | Lacustrine limestone, minor green clay, silicified in part, unconformable on Springvale Formation
Cainozoic | Tertiary |  | Tv | Springvale Formation | Surficial Tertiary deposits | Ferruginised and silicified lacustrine limestone, claystone, clayey sandstone; unconformable on Moses Sandstone (?)
Cainozoic | Tertiary |  | Tr | Werite beds | Surficial Tertiary deposits | Fluviatile and lacustrine grey mudstone, silty sandstone, quartzose sandstone, minor pebbly sandstone; duricrusted
Cainozoic | Tertiary |  | Tb | undifferentiated | Surficial Tertiary deposits | Olivine basalt
Cainozoic | Tertiary |  | T | undifferentiated | Surficial Tertiary deposits | Quartzose sandstone, minor siltstone; silcrete
Mesozoic | Cretaceous | Cenomanian - Albian | Kw | Winton Formation | Eromanga Basin | Labile sandstone, siltstone, mudstone, minor coal
Mesozoic | Cretaceous | Cenomanian - Albian | Kk | Mackunda Formation | Eromanga Basin | Feldspathic sandstone, siltstone
Mesozoic | Cretaceous | Cenomanian - Albian | Ka | Allaru Mudstone | Eromanga Basin | Mudstone, calcareous siltstone
Mesozoic | Cretaceous | Cenomanian - Albian | Ko | Toolebuc Formation | Eromanga Basin | Calcareous bituminous shale, limestone
Mesozoic | Cretaceous | Albian - Aptian | Kuc | Coreena Member of the Wallumbilla Formation | Eromanga Basin | Siltstone, mudstone, sandstone; commonly glauconitic and calcareous
Mesozoic | Cretaceous | Aptian | Kud | Doncaster Member of the Wallumbilla Formation | Eromanga Basin | Carbonaceous mudstone, siltstone, minor siltstone; some glauconitic and calcareous; shelly fossils
Mesozoic | Cretaceous | Albian - Barremian | Ku | Wallumbilla Formation | Eromanga Basin | Mudstone and siltstone with calcareous concretions
Mesozoic | Cretaceous | Aptian | Kud>JKg | Doncaster Member>Gilbert River Formation | Eromanga Basin | Carbonaceous mudstone, siltstone, minor siltstone; some glauconitic and calcareous; shelly fossils
Mesozoic | Cretaceous | Albian - Aptian | Ku/j | Jones Valley Member | Eromanga Basin | Siltstone, labile sandstone, limestone, calcareous and glauconitic; minor intra-formational conglomerate
Mesozoic | Cretaceous | Albian | Ku/r | Ranmoor Member | Eromanga Basin | Mudstone, commonly carbonaceous, minor siltstone
Mesozoic |  |  | pMm |  |  | Metamorphics
Mesozoic | Early Cretaceous - Middle Jurassic |  | JKg | Gilbert River Formation | Eromanga Basin | Clayey quartz sandstone, some sublabile and glauconitic sandstone; minor ferruginised shale; locally bioturbated
Mesozoic | Late Jurassic - Middle Jurassic |  | Je | Eulo Queen Group | Eromanga Basin | Clayey, locally micaceous, quartzose to feldspathic sandstone, conglomerate, siltstone, and mudstone
Mesozoic | Jurassic - Cretaceous | Valanginian - Tithonian | JKh | Hooray Sandstone | Eromanga Basin | Sandstone, minor siltstone, conglomerate, coal
Mesozoic | Jurassic | Tithonian - Bajocian | Ji | Injune Creek Group | Eromanga Basin | Calcareous lithic sandstone, siltstone, mudstone, coal, conglomerate
Mesozoic | Jurassic | Berriasian - Oxfordian | Jiw | Westbourne Formation | Eromanga Basin | Micaceous siltstone, mudstone, minor labile to quartzose sandstone
Mesozoic | Jurassic | Tithonian - Oxfordian | Jia | Adori Sandstone | Eromanga Basin | Labile and quartzose sandstone, minor siltstone, claystone
Mesozoic | Jurassic | Kimmeridgian - Bathonian | Jib | Birkhead Formation | Eromanga Basin | Siltstone, mudstone, labile to quartzose sandstone, minor coal
Mesozoic | Cretaceous - Jurassic |  | JKr | Ronlow beds | Eromanga Basin | Quartzose to sublabile sandstone, minor siltstone, mudstone and coal
Mesozoic | Jurassic | Aalenian - Pliensbachian | Jh | Hutton Sandstone | Eromanga Basin | Pale brown to pale grey, poorly sorted, medium-grained, feldspathic sublabile sandstone (at base) and fine-grained, well-sorted quartzose sandstone (at top); minor dark grey carbonaceous siltstone, mudstone and rare pebble conglomerate
Mesozoic | Jurassic | Aalenian - Pliensbachian | Je | Evergreen Formation | Eromanga Basin | Labile and sublabile, fine to medium-grained sandstone, carbonaceous mudstone, siltstone and minor coal; local oolitic ironstone
Mesozoic | Early Jurassic |  | Je,Je/b,Jp | Evergreen Formation, Boxvale Sandstone Member, Precipice Sandstone | Eromanga Basin | Siltstone, mudstone, sandstone, oolitic ironstone, coal
Mesozoic | Early Jurassic | Sinemurian - | Jp | Precipice Sandstone | Eromanga Basin | White to brown, poorly sorted, thick-bedded, cross-bedded, fine to very coarse-grained, pebbly quartzose sandstone; minor white to yellowish brown, laminated siltstone (in upper part), carbonaceous shale, lithic sublabile sandstone, granule conglomerate
Mesozoic | Jurassic | Sinemurian | Jb | Blantyre Sandstone | Eromanga Basin | Quartzose sandstone, minor siltstone, mudstone, coal
Mesozoic | Triassic | Anisian - Olenekian - Changhsingian | Rw | Warang Sandstone | Galilee Basin | Kaolinitic quartz sandstone, conglomerate, variegated mudstone and siltstone
Mesozoic | Triassic | Ladinian - Anisian | Rm | Moolayember Formation | Galilee Basin | Micaceous lithic sandstone, micaceous siltstone
Mesozoic | Triassic | Anisian - Olenekian | Re | Clematis Sandstone | Galilee Basin | Medium to coarse-grained quartzose to sublabile, micaceous sandstone, siltstone, mudstone and granule to pebble conglomerate
Mesozoic | Early Triassic |  | Rd | Dunda beds | Galilee Basin | Lithic to quartzose sandstone, siltstone, mudstone
Mesozoic | Triassic | Olenekian - Changhsingian | Rr | Rewan Formation | Galilee Basin | Lithic sandstone, pebbly lithic sandstone, green to reddish brown mudstone and minor volcanolithic pebble conglomerate (at base)
Palaeozoic | Permian | Wuchiapingian - Capitanian - Wordian - Roadian | Pb | Betts Creek beds | Galilee Basin | Lithic sandstone, kaolinitic lithic sandstone, micaceous siltstone, conglomerate, mudstone, carbonaceous shale, coal, pebbly mudstone, tuff, breccia
Palaeozoic | Late Permian |  | Pwj | Rangal Coal Measures, Bandanna Formation, Baralaba Coal Measures | Galilee Basin | Sandstone, siltstone, mudstone, coal, tuff, conglomerate
Palaeozoic | Permian | Wuchiapingian | Pbs | Black Alley Shale | Galilee Basin | Mudstone, siltstone, tuff, sandstone
Palaeozoic | Permian | Capitanian - Wordian - Roadian | Po | Colinlea Sandstone | Galilee Basin | Quartz sandstone, pebbly quartz sandstone, minor conglomerate and siltstone
Palaeozoic | Late Permian |  | Pw, Pbs, Pbp | Blackwater Group, Black Alley Shale, Peawaddy Formation | Galilee Basin | Sandstone, siltstone, mudstone, coal, tuff, conglomerate
Palaeozoic | Late Permian |  | Pbp | Peawaddy Formation | Galilee Basin | Mudstone, siltstone, sandstone, coquinite
Palaeozoic | Permian | Sakmarian | Pj | Reids Dome beds | Galilee Basin | Siltstone, shale, labile sandstone, lithic conglomerate and coal
Palaeozoic | Early Permian - Late Carboniferous |  | CPj | Joe Joe Group | Galilee Basin | Tillitic conglomerate, lithic sandstone, siltstone, minor mudstone and coal
Palaeozoic | Late Carboniferous - Early Permian |  | Plb | Boonderoo beds | Galilee Basin | Mudstone, siltstone, sandstone, limestone, conglomerate
Palaeozoic | Early Carboniferous |  | DCd | Drummond Group | Drummond Basin | Quartzose to lithic sandstone, siltstone, mudstone, volcanoclastic sandstone and siltstone (tuff), minor conglomerate and rare limestone
Palaeozoic | Early Carboniferous |  | Cn | Natal Formation | Drummond Basin | Alternating fine feldspathic quartz sandstone and olive siltstone; poorly preserved plant fossils
Palaeozoic | Carboniferous | Visean | Cu | Ducabrook Formation | Drummond Basin | Feldspatholithic sandstone, mudstone, siltstone (commonly tuffaceous), minor algal and oolitic limestone
Palaeozoic | Early Carboniferous | Tournaisian | Cs | Star of Hope Formation | Drummond Basin | Lithic conglomerate, feldspatholithic sandstone, rhyolitic to dacitic ignimbrite and flows, tuffaceous siltstone and rare sinter
Palaeozoic | Carboniferous | Visean - Tournaisian | Cr | Raymond Sandstone | Drummond Basin | Flaggy quartzose sandstone, siltstone and minor limestone
Palaeozoic | Early Carboniferous - Late Devonian | Tournaisian | DCs | Silver Hills Volcanics | Drummond Basin | Rhyolite, dacite, rhyolitic ignimbrite, volcanoclastic sediments, sinter, minor sandstone and siltstone